## FE
Code | Location | TYPE OF EXTINGUISHER | SUITABLE FOR CLASSES OF FIRE | COLOR CODE | MAKE | CAPACITY (KGS.) | FIRE RATING | GROSS WEIGHT (KGS.) | EMPTY WEIGHT (KGS.) | SUITABLE FOR USE AT TEMEPERATURE FROM | HY. TESTED TO | DATE OF MFG. | MANUFATURER NAME | MANUFATURER CONTACT | MANUFATURER ADDRESS
ACZ-FE-AB-H2O-001 | AB block,ground floor | H2O | A | RED | NEWTECH | 9 Liters | 3A | 13.21 to 13.32 | 4.21 to 4.32 | 5˚c to 55˚c | 15 bar | 2015 | DEEPAK FIRE ENGINEERING WORK | A.Ramesh 9912223580 | SVR- INFRA
ACZ-FE-AB-H2O-002 | AB block,ground floor | H2O | A | RED | NEWTECH | 9 Liters | 3A | 13.21 to 13.32 | 4.21 to 4.32 | 5˚c to 55˚c | 15 bar | 2015 | DEEPAK FIRE ENGINEERING WORK | A.Ramesh 9912223580 | SVR- INFRA
ACZ-FE-AB-H2O-003 | AB block,1st floor | H2O | A | RED | NEWTECH | 9 Liters | 3A | 13.21 to 13.32 | 4.21 to 4.32 | 5˚c to 55˚c | 15 bar | 2015 | DEEPAK FIRE ENGINEERING WORK | A.Ramesh 9912223580 | SVR- INFRA
ACZ-FE-AB-H2O-004 | AB block,1st floor | H2O | A | RED | NEWTECH | 9 Liters | 3A | 13.21 to 13.32 | 4.21 to 4.32 | 5˚c to 55˚c | 15 bar | 2015 | DEEPAK FIRE ENGINEERING WORK | A.Ramesh 9912223580 | SVR- INFRA
ACZ-FE-AB-H2O-005 | AB block,2nd floor | H2O | A | RED | NEWTECH | 9 Liters | 3A | 13.21 to 13.32 | 4.21 to 4.32 | 5˚c to 55˚c | 15 bar | 2015 | DEEPAK FIRE ENGINEERING WORK | A.Ramesh 9912223580 | SVR- INFRA
ACZ-FE-AB-H2O-006 | AB block,2nd floor | H2O | A | RED | NEWTECH | 9 Liters | 3A | 13.21 to 13.32 | 4.21 to 4.32 | 5˚c to 55˚c | 15 bar | 2015 | DEEPAK FIRE ENGINEERING WORK | A.Ramesh 9912223580 | SVR- INFRA
ACZ-FE-AB-H2O-007 | AB block,3rd floor | H2O | A | RED | NEWTECH | 9 Liters | 3A | 13.21 to 13.32 | 4.21 to 4.32 | 5˚c to 55˚c | 15 bar | 2015 | DEEPAK FIRE ENGINEERING WORK | A.Ramesh 9912223580 | SVR- INFRA
ACZ-FE-AB-H2O-008 | AB block,3rd floor | H2O | A | RED | NEWTECH | 9 Liters | 3A | 13.21 to 13.32 | 4.21 to 4.32 | 5˚c to 55˚c | 15 bar | 2015 | DEEPAK FIRE ENGINEERING WORK | A.Ramesh 9912223580 | SVR- INFRA
ACZ-FE-AB-H2O-009 | AB block,4th floor | H2O | A | RED | NEWTECH | 9 Liters | 3A | 13.21 to 13.32 | 4.21 to 4.32 | 5˚c to 55˚c | 15 bar | 2015 | DEEPAK FIRE ENGINEERING WORK | A.Ramesh 9912223580 | SVR- INFRA
ACZ-FE-AB-H2O-010 | AB block,4th floor | H2O | A | RED | NEWTECH | 9 Liters | 3A | 13.21 to 13.32 | 4.21 to 4.32 | 5˚c to 55˚c | 15 bar | 2015 | DEEPAK FIRE ENGINEERING WORK | A.Ramesh 9912223580 | SVR- INFRA
ACZ-FE-AB-H2O-011 | AB block,5th floor | H2O | A | RED | NEWTECH | 9 Liters | 3A | 13.21 to 13.32 | 4.21 to 4.32 | 5˚c to 55˚c | 15 bar | 2015 | DEEPAK FIRE ENGINEERING WORK | A.Ramesh 9912223580 | SVR- INFRA
ACZ-FE-AB-H2O-012 | AB block,5th floor | H2O | A | RED | NEWTECH | 9 Liters | 3A | 13.21 to 13.32 | 4.21 to 4.32 | 5˚c to 55˚c | 15 bar | 2015 | DEEPAK FIRE ENGINEERING WORK | A.Ramesh 9912223580 | SVR- INFRA
ACZ-FE-AB-H2O-013 | AB block,6th floor | H2O | A | RED | NEWTECH | 9 Liters | 3A | 13.21 to 13.32 | 4.21 to 4.32 | 5˚c to 55˚c | 15 bar | 2015 | DEEPAK FIRE ENGINEERING WORK | A.Ramesh 9912223580 | SVR- INFRA
ACZ-FE-AB-H2O-014 | AB block,6th floor | H2O | A | RED | NEWTECH | 9 Liters | 3A | 13.21 to 13.32 | 4.21 to 4.32 | 5˚c to 55˚c | 15 bar | 2015 | DEEPAK FIRE ENGINEERING WORK | A.Ramesh 9912223580 | SVR- INFRA
ACZ-FE-AB-H2O-015 | AB block,7th floor | H2O | A | RED | NEWTECH | 9 Liters | 3A | 13.21 to 13.32 | 4.21 to 4.32 | 5˚c to 55˚c | 15 bar | 2015 | DEEPAK FIRE ENGINEERING WORK | A.Ramesh 9912223580 | SVR- INFRA
ACZ-FE-AB-H2O-016 | AB block,7th floor | H2O | A | RED | NEWTECH | 9 Liters | 3A | 13.21 to 13.32 | 4.21 to 4.32 | 5˚c to 55˚c | 15 bar | 2015 | DEEPAK FIRE ENGINEERING WORK | A.Ramesh 9912223580 | SVR- INFRA
ACZ-FE-AB-H2O-017 | AB block,8th floor | H2O | A | RED | NEWTECH | 9 Liters | 3A | 13.21 to 13.32 | 4.21 to 4.32 | 5˚c to 55˚c | 15 bar | 2015 | DEEPAK FIRE ENGINEERING WORK | A.Ramesh 9912223580 | SVR- INFRA
ACZ-FE-AB-H2O-018 | AB block,8th floor | H2O | A | RED | NEWTECH | 9 Liters | 3A | 13.21 to 13.32 | 4.21 to 4.32 | 5˚c to 55˚c | 15 bar | 2015 | DEEPAK FIRE ENGINEERING WORK | A.Ramesh 9912223580 | SVR- INFRA
ACZ-FE-AB-H2O-019 | Ab block 9th floor | H2O | A | RED | NEWTECH | 9 Liters | 3A | 13.21 to 13.32 | 4.21 to 4.32 | 5˚c to 55˚c | 15 bar | 2015 | DEEPAK FIRE ENGINEERING WORK | A.Ramesh 9912223580 | SVR- INFRA
ACZ-FE-AB-H2O-020 | Ab block 9th floor | H2O | A | RED | NEWTECH | 9 Liters | 3A | 13.21 to 13.32 | 4.21 to 4.32 | 5˚c to 55˚c | 15 bar | 2015 | DEEPAK FIRE ENGINEERING WORK | A.Ramesh 9912223580 | SVR- INFRA
ACZ-FE-AB-H2O-021 | A&B,Lift lobby | H2O | A | RED | NEWTECH | 9 Liters | 3A | 13.21 to 13.32 | 4.21 to 4.32 | 5˚c to 55˚c | 15 bar | 2015 | DEEPAK FIRE ENGINEERING WORK | A.Ramesh 9912223580 | SVR- INFRA
ACZ-FE-AB-H2O-022 | A&B,Lift lobby | H2O | A | RED | NEWTECH | 9 Liters | 3A | 13.21 to 13.32 | 4.21 to 4.32 | 5˚c to 55˚c | 15 bar | 2015 | DEEPAK FIRE ENGINEERING WORK | A.Ramesh 9912223580 | SVR- INFRA
ACZ-FE-AB-H2O-023 | A&B,common area | H2O | A | RED | NEWTECH | 9 Liters | 3A | 13.21 to 13.32 | 4.21 to 4.32 | 5˚c to 55˚c | 15 bar | 2015 | DEEPAK FIRE ENGINEERING WORK | A.Ramesh 9912223580 | SVR- INFRA
ACZ-FE-AB-H2O-024 | A&B, Common area | H2O | A | RED | NEWTECH | 9 Liters | 3A | 13.21 to 13.32 | 4.21 to 4.32 | 5˚c to 55˚c | 15 bar | 2015 | DEEPAK FIRE ENGINEERING WORK | A.Ramesh 9912223580 | SVR- INFRA
ACZ-FE-C-H2O-025 | C-block,groun floor | H2O | A | RED | NEWTECH | 9 Liters | 3A | 13.21 to 13.32 | 4.21 to 4.32 | 5˚c to 55˚c | 15 bar | 2015 | DEEPAK FIRE ENGINEERING WORK | A.Ramesh 9912223580 | SVR- INFRA
ACZ-FE-C-H2O-026 | C-block,1st floor | H2O | A | RED | NEWTECH | 9 Liters | 3A | 13.21 to 13.32 | 4.21 to 4.32 | 5˚c to 55˚c | 15 bar | 2015 | DEEPAK FIRE ENGINEERING WORK | A.Ramesh 9912223580 | SVR- INFRA
ACZ-FE-C-H2O-027 | C-block,2nd floor | H2O | A | RED | NEWTECH | 9 Liters | 3A | 13.21 to 13.32 | 4.21 to 4.32 | 5˚c to 55˚c | 15 bar | 2015 | DEEPAK FIRE ENGINEERING WORK | A.Ramesh 9912223580 | SVR- INFRA
ACZ-FE-C-H2O-028 | C-block,3rd floor | H2O | A | RED | NEWTECH | 9 Liters | 3A | 13.21 to 13.32 | 4.21 to 4.32 | 5˚c to 55˚c | 15 bar | 2015 | DEEPAK FIRE ENGINEERING WORK | A.Ramesh 9912223580 | SVR- INFRA
ACZ-FE-C-H2O-029 | C-block,4th floor | H2O | A | RED | NEWTECH | 9 Liters | 3A | 13.21 to 13.32 | 4.21 to 4.32 | 5˚c to 55˚c | 15 bar | 2015 | DEEPAK FIRE ENGINEERING WORK | A.Ramesh 9912223580 | SVR- INFRA
ACZ-FE-C-H2O-030 | C-block,5th floor | H2O | A | RED | NEWTECH | 9 Liters | 3A | 13.21 to 13.32 | 4.21 to 4.32 | 5˚c to 55˚c | 15 bar | 2015 | DEEPAK FIRE ENGINEERING WORK | A.Ramesh 9912223580 | SVR- INFRA
ACZ-FE-C-H2O-031 | C-block,6th floor | H2O | A | RED | NEWTECH | 9 Liters | 3A | 13.21 to 13.32 | 4.21 to 4.32 | 5˚c to 55˚c | 15 bar | 2015 | DEEPAK FIRE ENGINEERING WORK | A.Ramesh 9912223580 | SVR- INFRA
ACZ-FE-C-H2O-032 | C-block,7th floor | H2O | A | RED | NEWTECH | 9 Liters | 3A | 13.21 to 13.32 | 4.21 to 4.32 | 5˚c to 55˚c | 15 bar | 2015 | DEEPAK FIRE ENGINEERING WORK | A.Ramesh 9912223580 | SVR- INFRA
ACZ-FE-C-H2O-033 | C-block,8th floor | H2O | A | RED | NEWTECH | 9 Liters | 3A | 13.21 to 13.32 | 4.21 to 4.32 | 5˚c to 55˚c | 15 bar | 2015 | DEEPAK FIRE ENGINEERING WORK | A.Ramesh 9912223580 | SVR- INFRA
ACZ-FE-C-H2O-034 | C-block,9th floor | H2O | A | RED | NEWTECH | 9 Liters | 3A | 13.21 to 13.32 | 4.21 to 4.32 | 5˚c to 55˚c | 15 bar | 2015 | DEEPAK FIRE ENGINEERING WORK | A.Ramesh 9912223580 | SVR- INFRA
ACZ-FE-C-H2O-035 | C-block,Lift lobby | H2O | A | RED | NEWTECH | 9 Liters | 3A | 13.21 to 13.32 | 4.21 to 4.32 | 5˚c to 55˚c | 15 bar | 2015 | DEEPAK FIRE ENGINEERING WORK | A.Ramesh 9912223580 | SVR- INFRA
ACZ-FE-C-H2O-036 | C-block, Common area | H2O | A | RED | NEWTECH | 9 Liters | 3A | 13.21 to 13.32 | 4.21 to 4.32 | 5˚c to 55˚c | 15 bar | 2015 | DEEPAK FIRE ENGINEERING WORK | A.Ramesh 9912223580 | SVR- INFRA
ACZ-FE-D-H2O-037 | D-block,groun floor | H2O | A | RED | NEWTECH | 9 Liters | 3A | 13.21 to 13.32 | 4.21 to 4.32 | 5˚c to 55˚c | 15 bar | 2015 | DEEPAK FIRE ENGINEERING WORK | A.Ramesh 9912223580 | SVR- INFRA
ACZ-FE-D-H2O-038 | D-block,1st floor | H2O | A | RED | NEWTECH | 9 Liters | 3A | 13.21 to 13.32 | 4.21 to 4.32 | 5˚c to 55˚c | 15 bar | 2015 | DEEPAK FIRE ENGINEERING WORK | A.Ramesh 9912223580 | SVR- INFRA
ACZ-FE-D-H2O-039 | D-block,2nd floor | H2O | A | RED | NEWTECH | 9 Liters | 3A | 13.21 to 13.32 | 4.21 to 4.32 | 5˚c to 55˚c | 15 bar | 2015 | DEEPAK FIRE ENGINEERING WORK | A.Ramesh 9912223580 | SVR- INFRA
ACZ-FE-D-H2O-040 | D-block,3rd floor | H2O | A | RED | NEWTECH | 9 Liters | 3A | 13.21 to 13.32 | 4.21 to 4.32 | 5˚c to 55˚c | 15 bar | 2015 | DEEPAK FIRE ENGINEERING WORK | A.Ramesh 9912223580 | SVR- INFRA
ACZ-FE-D-H2O-041 | D-block,4th floor | H2O | A | RED | NEWTECH | 9 Liters | 3A | 13.21 to 13.32 | 4.21 to 4.32 | 5˚c to 55˚c | 15 bar | 2015 | DEEPAK FIRE ENGINEERING WORK | A.Ramesh 9912223580 | SVR- INFRA
ACZ-FE-D-H2O-042 | D-block,5th floor | H2O | A | RED | NEWTECH | 9 Liters | 3A | 13.21 to 13.32 | 4.21 to 4.32 | 5˚c to 55˚c | 15 bar | 2015 | DEEPAK FIRE ENGINEERING WORK | A.Ramesh 9912223580 | SVR- INFRA
ACZ-FE-D-H2O-043 | D-block,6th floor | H2O | A | RED | NEWTECH | 9 Liters | 3A | 13.21 to 13.32 | 4.21 to 4.32 | 5˚c to 55˚c | 15 bar | 2015 | DEEPAK FIRE ENGINEERING WORK | A.Ramesh 9912223580 | SVR- INFRA
ACZ-FE-D-H2O-044 | D-block,7th floor | H2O | A | RED | NEWTECH | 9 Liters | 3A | 13.21 to 13.32 | 4.21 to 4.32 | 5˚c to 55˚c | 15 bar | 2015 | DEEPAK FIRE ENGINEERING WORK | A.Ramesh 9912223580 | SVR- INFRA
ACZ-FE-D-H2O-045 | D-block,8th floor | H2O | A | RED | NEWTECH | 9 Liters | 3A | 13.21 to 13.32 | 4.21 to 4.32 | 5˚c to 55˚c | 15 bar | 2015 | DEEPAK FIRE ENGINEERING WORK | A.Ramesh 9912223580 | SVR- INFRA
ACZ-FE-D-H2O-046 | C-block,9th floor | H2O | A | RED | NEWTECH | 9 Liters | 3A | 13.21 to 13.32 | 4.21 to 4.32 | 5˚c to 55˚c | 15 bar | 2015 | DEEPAK FIRE ENGINEERING WORK | A.Ramesh 9912223580 | SVR- INFRA
ACZ-FE-D-H2O-047 | D-block,Lift lobby | H2O | A | RED | NEWTECH | 9 Liters | 3A | 13.21 to 13.32 | 4.21 to 4.32 | 5˚c to 55˚c | 15 bar | 2015 | DEEPAK FIRE ENGINEERING WORK | A.Ramesh 9912223580 | SVR- INFRA
ACZ-FE-E-H2O-048 | E- block,ground floor | H2O | A | RED | NEWTECH | 9 Liters | 3A | 13.21 to 13.32 | 4.21 to 4.32 | 5˚c to 55˚c | 15 bar | 2015 | DEEPAK FIRE ENGINEERING WORK | A.Ramesh 9912223580 | SVR- INFRA
ACZ-FE-E-H2O-049 | E- block,ground floor | H2O | A | RED | NEWTECH | 9 Liters | 3A | 13.21 to 13.32 | 4.21 to 4.32 | 5˚c to 55˚c | 15 bar | 2015 | DEEPAK FIRE ENGINEERING WORK | A.Ramesh 9912223580 | SVR- INFRA
ACZ-FE-E-H2O-050 | E- block,1st floor | H2O | A | RED | NEWTECH | 9 Liters | 3A | 13.21 to 13.32 | 4.21 to 4.32 | 5˚c to 55˚c | 15 bar | 2015 | DEEPAK FIRE ENGINEERING WORK | A.Ramesh 9912223580 | SVR- INFRA
ACZ-FE-E-H2O-051 | E- block,1st floor | H2O | A | RED | NEWTECH | 9 Liters | 3A | 13.21 to 13.32 | 4.21 to 4.32 | 5˚c to 55˚c | 15 bar | 2015 | DEEPAK FIRE ENGINEERING WORK | A.Ramesh 9912223580 | SVR- INFRA
ACZ-FE-E-H2O-052 | E- block,2nd floor | H2O | A | RED | NEWTECH | 9 Liters | 3A | 13.21 to 13.32 | 4.21 to 4.32 | 5˚c to 55˚c | 15 bar | 2015 | DEEPAK FIRE ENGINEERING WORK | A.Ramesh 9912223580 | SVR- INFRA
ACZ-FE-E-H2O-053 | E- block,2nd floor | H2O | A | RED | NEWTECH | 9 Liters | 3A | 13.21 to 13.32 | 4.21 to 4.32 | 5˚c to 55˚c | 15 bar | 2015 | DEEPAK FIRE ENGINEERING WORK | A.Ramesh 9912223580 | SVR- INFRA
ACZ-FE-E-H2O-054 | E- block,3rd floor | H2O | A | RED | NEWTECH | 9 Liters | 3A | 13.21 to 13.32 | 4.21 to 4.32 | 5˚c to 55˚c | 15 bar | 2015 | DEEPAK FIRE ENGINEERING WORK | A.Ramesh 9912223580 | SVR- INFRA
ACZ-FE-E-H2O-055 | E- block,3rd floor | H2O | A | RED | NEWTECH | 9 Liters | 3A | 13.21 to 13.32 | 4.21 to 4.32 | 5˚c to 55˚c | 15 bar | 2015 | DEEPAK FIRE ENGINEERING WORK | A.Ramesh 9912223580 | SVR- INFRA
ACZ-FE-E-H2O-056 | E- block,4th floor | H2O | A | RED | NEWTECH | 9 Liters | 3A | 13.21 to 13.32 | 4.21 to 4.32 | 5˚c to 55˚c | 15 bar | 2015 | DEEPAK FIRE ENGINEERING WORK | A.Ramesh 9912223580 | SVR- INFRA
ACZ-FE-E-H2O-057 | E- block,4th floor | H2O | A | RED | NEWTECH | 9 Liters | 3A | 13.21 to 13.32 | 4.21 to 4.32 | 5˚c to 55˚c | 15 bar | 2015 | DEEPAK FIRE ENGINEERING WORK | A.Ramesh 9912223580 | SVR- INFRA
ACZ-FE-E-H2O-058 | E- block,5th floor | H2O | A | RED | NEWTECH | 9 Liters | 3A | 13.21 to 13.32 | 4.21 to 4.32 | 5˚c to 55˚c | 15 bar | 2015 | DEEPAK FIRE ENGINEERING WORK | A.Ramesh 9912223580 | SVR- INFRA
ACZ-FE-E-H2O-059 | E- block,5th floor | H2O | A | RED | NEWTECH | 9 Liters | 3A | 13.21 to 13.32 | 4.21 to 4.32 | 5˚c to 55˚c | 15 bar | 2015 | DEEPAK FIRE ENGINEERING WORK | A.Ramesh 9912223580 | SVR- INFRA
ACZ-FE-E-H2O-060 | E- block,6th floor | H2O | A | RED | NEWTECH | 9 Liters | 3A | 13.21 to 13.32 | 4.21 to 4.32 | 5˚c to 55˚c | 15 bar | 2015 | DEEPAK FIRE ENGINEERING WORK | A.Ramesh 9912223580 | SVR- INFRA
ACZ-FE-E-H2O-061 | E- block,6th floor | H2O | A | RED | NEWTECH | 9 Liters | 3A | 13.21 to 13.32 | 4.21 to 4.32 | 5˚c to 55˚c | 15 bar | 2015 | DEEPAK FIRE ENGINEERING WORK | A.Ramesh 9912223580 | SVR- INFRA
ACZ-FE-E-H2O-062 | E- block,7th floor | H2O | A | RED | NEWTECH | 9 Liters | 3A | 13.21 to 13.32 | 4.21 to 4.32 | 5˚c to 55˚c | 15 bar | 2015 | DEEPAK FIRE ENGINEERING WORK | A.Ramesh 9912223580 | SVR- INFRA
ACZ-FE-E-H2O-063 | E- block,7th floor | H2O | A | RED | NEWTECH | 9 Liters | 3A | 13.21 to 13.32 | 4.21 to 4.32 | 5˚c to 55˚c | 15 bar | 2015 | DEEPAK FIRE ENGINEERING WORK | A.Ramesh 9912223580 | SVR- INFRA
ACZ-FE-E-H2O-064 | E- block,8th floor | H2O | A | RED | NEWTECH | 9 Liters | 3A | 13.21 to 13.32 | 4.21 to 4.32 | 5˚c to 55˚c | 15 bar | 2015 | DEEPAK FIRE ENGINEERING WORK | A.Ramesh 9912223580 | SVR- INFRA
ACZ-FE-E-H2O-065 | E- block,8th floor | H2O | A | RED | NEWTECH | 9 Liters | 3A | 13.21 to 13.32 | 4.21 to 4.32 | 5˚c to 55˚c | 15 bar | 2015 | DEEPAK FIRE ENGINEERING WORK | A.Ramesh 9912223580 | SVR- INFRA
ACZ-FE-E-H2O-066 | E- block 9th floor | H2O | A | RED | NEWTECH | 9 Liters | 3A | 13.21 to 13.32 | 4.21 to 4.32 | 5˚c to 55˚c | 15 bar | 2015 | DEEPAK FIRE ENGINEERING WORK | A.Ramesh 9912223580 | SVR- INFRA
ACZ-FE-E-H2O-067 | E- block 9th floor | H2O | A | RED | NEWTECH | 9 Liters | 3A | 13.21 to 13.32 | 4.21 to 4.32 | 5˚c to 55˚c | 15 bar | 2015 | DEEPAK FIRE ENGINEERING WORK | A.Ramesh 9912223580 | SVR- INFRA
ACZ-FE-E-H2O-068 | E-block,Lift lobby | H2O | A | RED | NEWTECH | 9 Liters | 3A | 13.21 to 13.32 | 4.21 to 4.32 | 5˚c to 55˚c | 15 bar | 2015 | DEEPAK FIRE ENGINEERING WORK | A.Ramesh 9912223580 | SVR- INFRA
ACZ-FE-E-H2O-069 | E-block,Lift lobby | H2O | A | RED | NEWTECH | 9 Liters | 3A | 13.21 to 13.32 | 4.21 to 4.32 | 5˚c to 55˚c | 15 bar | 2015 | DEEPAK FIRE ENGINEERING WORK | A.Ramesh 9912223580 | SVR- INFRA
ACZ-FE-E-H2O-070 | E-block,Common area | H2O | A | RED | NEWTECH | 9 Liters | 3A | 13.21 to 13.32 | 4.21 to 4.32 | 5˚c to 55˚c | 15 bar | 2015 | DEEPAK FIRE ENGINEERING WORK | A.Ramesh 9912223580 | SVR- INFRA
ACZ-FE-E-H2O-071 | E-block,Common area | H2O | A | RED | NEWTECH | 9 Liters | 3A | 13.21 to 13.32 | 4.21 to 4.32 | 5˚c to 55˚c | 15 bar | 2015 | DEEPAK FIRE ENGINEERING WORK | A.Ramesh 9912223580 | SVR- INFRA
ACZ-FE-F-H2O-072 | F- block,ground floor | H2O | A | RED | NEWTECH | 9 Liters | 3A | 13.21 to 13.32 | 4.21 to 4.32 | 5˚c to 55˚c | 15 bar | 2015 | DEEPAK FIRE ENGINEERING WORK | A.Ramesh 9912223580 | SVR- INFRA
ACZ-FE-F-H2O-073 | F- block,ground floor | H2O | A | RED | NEWTECH | 9 Liters | 3A | 13.21 to 13.32 | 4.21 to 4.32 | 5˚c to 55˚c | 15 bar | 2015 | DEEPAK FIRE ENGINEERING WORK | A.Ramesh 9912223580 | SVR- INFRA
ACZ-FE-F-H2O-074 | F- block,1st floor | H2O | A | RED | NEWTECH | 9 Liters | 3A | 13.21 to 13.32 | 4.21 to 4.32 | 5˚c to 55˚c | 15 bar | 2015 | DEEPAK FIRE ENGINEERING WORK | A.Ramesh 9912223580 | SVR- INFRA
ACZ-FE-F-H2O-075 | F- block,1st floor | H2O | A | RED | NEWTECH | 9 Liters | 3A | 13.21 to 13.32 | 4.21 to 4.32 | 5˚c to 55˚c | 15 bar | 2015 | DEEPAK FIRE ENGINEERING WORK | A.Ramesh 9912223580 | SVR- INFRA
ACZ-FE-F-H2O-076 | F- block,2nd floor | H2O | A | RED | NEWTECH | 9 Liters | 3A | 13.21 to 13.32 | 4.21 to 4.32 | 5˚c to 55˚c | 15 bar | 2015 | DEEPAK FIRE ENGINEERING WORK | A.Ramesh 9912223580 | SVR- INFRA
ACZ-FE-F-H2O-077 | F- block,2nd floor | H2O | A | RED | NEWTECH | 9 Liters | 3A | 13.21 to 13.32 | 4.21 to 4.32 | 5˚c to 55˚c | 15 bar | 2015 | DEEPAK FIRE ENGINEERING WORK | A.Ramesh 9912223580 | SVR- INFRA
ACZ-FE-F-H2O-078 | F- block,3rd floor | H2O | A | RED | NEWTECH | 9 Liters | 3A | 13.21 to 13.32 | 4.21 to 4.32 | 5˚c to 55˚c | 15 bar | 2015 | DEEPAK FIRE ENGINEERING WORK | A.Ramesh 9912223580 | SVR- INFRA
ACZ-FE-F-H2O-079 | F- block,3rd floor | H2O | A | RED | NEWTECH | 9 Liters | 3A | 13.21 to 13.32 | 4.21 to 4.32 | 5˚c to 55˚c | 15 bar | 2015 | DEEPAK FIRE ENGINEERING WORK | A.Ramesh 9912223580 | SVR- INFRA
ACZ-FE-F-H2O-080 | F- block,4th floor | H2O | A | RED | NEWTECH | 9 Liters | 3A | 13.21 to 13.32 | 4.21 to 4.32 | 5˚c to 55˚c | 15 bar | 2015 | DEEPAK FIRE ENGINEERING WORK | A.Ramesh 9912223580 | SVR- INFRA
ACZ-FE-F-H2O-081 | F- block,4th floor | H2O | A | RED | NEWTECH | 9 Liters | 3A | 13.21 to 13.32 | 4.21 to 4.32 | 5˚c to 55˚c | 15 bar | 2015 | DEEPAK FIRE ENGINEERING WORK | A.Ramesh 9912223580 | SVR- INFRA
ACZ-FE-F-H2O-082 | F- block,5th floor | H2O | A | RED | NEWTECH | 9 Liters | 3A | 13.21 to 13.32 | 4.21 to 4.32 | 5˚c to 55˚c | 15 bar | 2015 | DEEPAK FIRE ENGINEERING WORK | A.Ramesh 9912223580 | SVR- INFRA
ACZ-FE-F-H2O-083 | F- block,5th floor | H2O | A | RED | NEWTECH | 9 Liters | 3A | 13.21 to 13.32 | 4.21 to 4.32 | 5˚c to 55˚c | 15 bar | 2015 | DEEPAK FIRE ENGINEERING WORK | A.Ramesh 9912223580 | SVR- INFRA
ACZ-FE-F-H2O-084 | F- block,6th floor | H2O | A | RED | NEWTECH | 9 Liters | 3A | 13.21 to 13.32 | 4.21 to 4.32 | 5˚c to 55˚c | 15 bar | 2015 | DEEPAK FIRE ENGINEERING WORK | A.Ramesh 9912223580 | SVR- INFRA
ACZ-FE-F-H2O-085 | F- block,6th floor | H2O | A | RED | NEWTECH | 9 Liters | 3A | 13.21 to 13.32 | 4.21 to 4.32 | 5˚c to 55˚c | 15 bar | 2015 | DEEPAK FIRE ENGINEERING WORK | A.Ramesh 9912223580 | SVR- INFRA
ACZ-FE-F-H2O-086 | F- block,7th floor | H2O | A | RED | NEWTECH | 9 Liters | 3A | 13.21 to 13.32 | 4.21 to 4.32 | 5˚c to 55˚c | 15 bar | 2015 | DEEPAK FIRE ENGINEERING WORK | A.Ramesh 9912223580 | SVR- INFRA
ACZ-FE-F-H2O-087 | F- block,7th floor | H2O | A | RED | NEWTECH | 9 Liters | 3A | 13.21 to 13.32 | 4.21 to 4.32 | 5˚c to 55˚c | 15 bar | 2015 | DEEPAK FIRE ENGINEERING WORK | A.Ramesh 9912223580 | SVR- INFRA
ACZ-FE-F-H2O-088 | F- block,8th floor | H2O | A | RED | NEWTECH | 9 Liters | 3A | 13.21 to 13.32 | 4.21 to 4.32 | 5˚c to 55˚c | 15 bar | 2015 | DEEPAK FIRE ENGINEERING WORK | A.Ramesh 9912223580 | SVR- INFRA
ACZ-FE-F-H2O-089 | F- block,8th floor | H2O | A | RED | NEWTECH | 9 Liters | 3A | 13.21 to 13.32 | 4.21 to 4.32 | 5˚c to 55˚c | 15 bar | 2015 | DEEPAK FIRE ENGINEERING WORK | A.Ramesh 9912223580 | SVR- INFRA
ACZ-FE-F-H2O-090 | F- block 9th floor | H2O | A | RED | NEWTECH | 9 Liters | 3A | 13.21 to 13.32 | 4.21 to 4.32 | 5˚c to 55˚c | 15 bar | 2015 | DEEPAK FIRE ENGINEERING WORK | A.Ramesh 9912223580 | SVR- INFRA
ACZ-FE-F-H2O-091 | F- block 9th floor | H2O | A | RED | NEWTECH | 9 Liters | 3A | 13.21 to 13.32 | 4.21 to 4.32 | 5˚c to 55˚c | 15 bar | 2015 | DEEPAK FIRE ENGINEERING WORK | A.Ramesh 9912223580 | SVR- INFRA
ACZ-FE-F-H2O-092 | F-block,Lift lobby | H2O | A | RED | NEWTECH | 9 Liters | 3A | 13.21 to 13.32 | 4.21 to 4.32 | 5˚c to 55˚c | 15 bar | 2015 | DEEPAK FIRE ENGINEERING WORK | A.Ramesh 9912223580 | SVR- INFRA
ACZ-FE-F-H2O-093 | F-block,Lift lobby | H2O | A | RED | NEWTECH | 9 Liters | 3A | 13.21 to 13.32 | 4.21 to 4.32 | 5˚c to 55˚c | 15 bar | 2015 | DEEPAK FIRE ENGINEERING WORK | A.Ramesh 9912223580 | SVR- INFRA
ACZ-FE-F-H2O-094 | F-block,Common area | H2O | A | RED | NEWTECH | 9 Liters | 3A | 13.21 to 13.32 | 4.21 to 4.32 | 5˚c to 55˚c | 15 bar | 2015 | DEEPAK FIRE ENGINEERING WORK | A.Ramesh 9912223580 | SVR- INFRA
ACZ-FE-F-H2O-095 | F-block,Common area | H2O | A | RED | NEWTECH | 9 Liters | 3A | 13.21 to 13.32 | 4.21 to 4.32 | 5˚c to 55˚c | 15 bar | 2015 | DEEPAK FIRE ENGINEERING WORK | A.Ramesh 9912223580 | SVR- INFRA
ACZ-FE-G-H2O-096 | G- block,ground floor | H2O | A | RED | NEWTECH | 9 Liters | 3A | 13.21 to 13.32 | 4.21 to 4.32 | 5˚c to 55˚c | 15 bar | 2015 | DEEPAK FIRE ENGINEERING WORK | A.Ramesh 9912223580 | SVR- INFRA
ACZ-FE-G-H2O-097 | G- block,ground floor | H2O | A | RED | NEWTECH | 9 Liters | 3A | 13.21 to 13.32 | 4.21 to 4.32 | 5˚c to 55˚c | 15 bar | 2015 | DEEPAK FIRE ENGINEERING WORK | A.Ramesh 9912223580 | SVR- INFRA
ACZ-FE-G-H2O-098 | G- block,1st floor | H2O | A | RED | NEWTECH | 9 Liters | 3A | 13.21 to 13.32 | 4.21 to 4.32 | 5˚c to 55˚c | 15 bar | 2015 | DEEPAK FIRE ENGINEERING WORK | A.Ramesh 9912223580 | SVR- INFRA
ACZ-FE-G-H2O-099 | G- block,1st floor | H2O | A | RED | NEWTECH | 9 Liters | 3A | 13.21 to 13.32 | 4.21 to 4.32 | 5˚c to 55˚c | 15 bar | 2015 | DEEPAK FIRE ENGINEERING WORK | A.Ramesh 9912223580 | SVR- INFRA
ACZ-FE-G-H2O-100 | G- block,2nd floor | H2O | A | RED | NEWTECH | 9 Liters | 3A | 13.21 to 13.32 | 4.21 to 4.32 | 5˚c to 55˚c | 15 bar | 2015 | DEEPAK FIRE ENGINEERING WORK | A.Ramesh 9912223580 | SVR- INFRA
ACZ-FE-G-H2O-101 | G- block,2nd floor | H2O | A | RED | NEWTECH | 9 Liters | 3A | 13.21 to 13.32 | 4.21 to 4.32 | 5˚c to 55˚c | 15 bar | 2015 | DEEPAK FIRE ENGINEERING WORK | A.Ramesh 9912223580 | SVR- INFRA
ACZ-FE-G-H2O-102 | G- block,3rd floor | H2O | A | RED | NEWTECH | 9 Liters | 3A | 13.21 to 13.32 | 4.21 to 4.32 | 5˚c to 55˚c | 15 bar | 2015 | DEEPAK FIRE ENGINEERING WORK | A.Ramesh 9912223580 | SVR- INFRA
ACZ-FE-G-H2O-103 | G- block,3rd floor | H2O | A | RED | NEWTECH | 9 Liters | 3A | 13.21 to 13.32 | 4.21 to 4.32 | 5˚c to 55˚c | 15 bar | 2015 | DEEPAK FIRE ENGINEERING WORK | A.Ramesh 9912223580 | SVR- INFRA
ACZ-FE-G-H2O-104 | G- block,4th floor | H2O | A | RED | NEWTECH | 9 Liters | 3A | 13.21 to 13.32 | 4.21 to 4.32 | 5˚c to 55˚c | 15 bar | 2015 | DEEPAK FIRE ENGINEERING WORK | A.Ramesh 9912223580 | SVR- INFRA
ACZ-FE-G-H2O-105 | G- block,4th floor | H2O | A | RED | NEWTECH | 9 Liters | 3A | 13.21 to 13.32 | 4.21 to 4.32 | 5˚c to 55˚c | 15 bar | 2015 | DEEPAK FIRE ENGINEERING WORK | A.Ramesh 9912223580 | SVR- INFRA
ACZ-FE-G-H2O-106 | G- block,5th floor | H2O | A | RED | NEWTECH | 9 Liters | 3A | 13.21 to 13.32 | 4.21 to 4.32 | 5˚c to 55˚c | 15 bar | 2015 | DEEPAK FIRE ENGINEERING WORK | A.Ramesh 9912223580 | SVR- INFRA
ACZ-FE-G-H2O-107 | G- block,5th floor | H2O | A | RED | NEWTECH | 9 Liters | 3A | 13.21 to 13.32 | 4.21 to 4.32 | 5˚c to 55˚c | 15 bar | 2015 | DEEPAK FIRE ENGINEERING WORK | A.Ramesh 9912223580 | SVR- INFRA
ACZ-FE-G-H2O-108 | G- block,6th floor | H2O | A | RED | NEWTECH | 9 Liters | 3A | 13.21 to 13.32 | 4.21 to 4.32 | 5˚c to 55˚c | 15 bar | 2015 | DEEPAK FIRE ENGINEERING WORK | A.Ramesh 9912223580 | SVR- INFRA
ACZ-FE-G-H2O-109 | G- block,6th floor | H2O | A | RED | NEWTECH | 9 Liters | 3A | 13.21 to 13.32 | 4.21 to 4.32 | 5˚c to 55˚c | 15 bar | 2015 | DEEPAK FIRE ENGINEERING WORK | A.Ramesh 9912223580 | SVR- INFRA
ACZ-FE-G-H2O-110 | G- block,7th floor | H2O | A | RED | NEWTECH | 9 Liters | 3A | 13.21 to 13.32 | 4.21 to 4.32 | 5˚c to 55˚c | 15 bar | 2015 | DEEPAK FIRE ENGINEERING WORK | A.Ramesh 9912223580 | SVR- INFRA
ACZ-FE-G-H2O-111 | G- block,7th floor | H2O | A | RED | NEWTECH | 9 Liters | 3A | 13.21 to 13.32 | 4.21 to 4.32 | 5˚c to 55˚c | 15 bar | 2015 | DEEPAK FIRE ENGINEERING WORK | A.Ramesh 9912223580 | SVR- INFRA
ACZ-FE-G-H2O-112 | G- block,8th floor | H2O | A | RED | NEWTECH | 9 Liters | 3A | 13.21 to 13.32 | 4.21 to 4.32 | 5˚c to 55˚c | 15 bar | 2015 | DEEPAK FIRE ENGINEERING WORK | A.Ramesh 9912223580 | SVR- INFRA
ACZ-FE-G-H2O-113 | G- block,8th floor | H2O | A | RED | NEWTECH | 9 Liters | 3A | 13.21 to 13.32 | 4.21 to 4.32 | 5˚c to 55˚c | 15 bar | 2015 | DEEPAK FIRE ENGINEERING WORK | A.Ramesh 9912223580 | SVR- INFRA
ACZ-FE-G-H2O-114 | G- block 9th floor | H2O | A | RED | NEWTECH | 9 Liters | 3A | 13.21 to 13.32 | 4.21 to 4.32 | 5˚c to 55˚c | 15 bar | 2015 | DEEPAK FIRE ENGINEERING WORK | A.Ramesh 9912223580 | SVR- INFRA
ACZ-FE-G-H2O-115 | G- block 9th floor | H2O | A | RED | NEWTECH | 9 Liters | 3A | 13.21 to 13.32 | 4.21 to 4.32 | 5˚c to 55˚c | 15 bar | 2015 | DEEPAK FIRE ENGINEERING WORK | A.Ramesh 9912223580 | SVR- INFRA
ACZ-FE-G-H2O-116 | G-block,Lift lobby | H2O | A | RED | NEWTECH | 9 Liters | 3A | 13.21 to 13.32 | 4.21 to 4.32 | 5˚c to 55˚c | 15 bar | 2015 | DEEPAK FIRE ENGINEERING WORK | A.Ramesh 9912223580 | SVR- INFRA
ACZ-FE-G-H2O-117 | G-block,Lift lobby | H2O | A | RED | NEWTECH | 9 Liters | 3A | 13.21 to 13.32 | 4.21 to 4.32 | 5˚c to 55˚c | 15 bar | 2015 | DEEPAK FIRE ENGINEERING WORK | A.Ramesh 9912223580 | SVR- INFRA
ACZ-FE-G-H2O-118 | G-block,Common area | H2O | A | RED | NEWTECH | 9 Liters | 3A | 13.21 to 13.32 | 4.21 to 4.32 | 5˚c to 55˚c | 15 bar | 2015 | DEEPAK FIRE ENGINEERING WORK | A.Ramesh 9912223580 | SVR- INFRA
ACZ-FE-G-H2O-119 | G-block,Common area | H2O | A | RED | NEWTECH | 9 Liters | 3A | 13.21 to 13.32 | 4.21 to 4.32 | 5˚c to 55˚c | 15 bar | 2015 | DEEPAK FIRE ENGINEERING WORK | A.Ramesh 9912223580 | SVR- INFRA
ACZ-FE-H-H2O-120 | H- block,ground floor | H2O | A | RED | NEWTECH | 9 Liters | 3A | 13.21 to 13.32 | 4.21 to 4.32 | 5˚c to 55˚c | 15 bar | 2015 | DEEPAK FIRE ENGINEERING WORK | A.Ramesh 9912223580 | SVR- INFRA
ACZ-FE-H-H2O-121 | H- block,ground floor | H2O | A | RED | NEWTECH | 9 Liters | 3A | 13.21 to 13.32 | 4.21 to 4.32 | 5˚c to 55˚c | 15 bar | 2015 | DEEPAK FIRE ENGINEERING WORK | A.Ramesh 9912223580 | SVR- INFRA
ACZ-FE-H-H2O-122 | H- block,1st floor | H2O | A | RED | NEWTECH | 9 Liters | 3A | 13.21 to 13.32 | 4.21 to 4.32 | 5˚c to 55˚c | 15 bar | 2015 | DEEPAK FIRE ENGINEERING WORK | A.Ramesh 9912223580 | SVR- INFRA
ACZ-FE-H-H2O-123 | H- block,1st floor | H2O | A | RED | NEWTECH | 9 Liters | 3A | 13.21 to 13.32 | 4.21 to 4.32 | 5˚c to 55˚c | 15 bar | 2015 | DEEPAK FIRE ENGINEERING WORK | A.Ramesh 9912223580 | SVR- INFRA
ACZ-FE-H-H2O-124 | H- block,2nd floor | H2O | A | RED | NEWTECH | 9 Liters | 3A | 13.21 to 13.32 | 4.21 to 4.32 | 5˚c to 55˚c | 15 bar | 2015 | DEEPAK FIRE ENGINEERING WORK | A.Ramesh 9912223580 | SVR- INFRA
ACZ-FE-H-H2O-125 | H- block,2nd floor | H2O | A | RED | NEWTECH | 9 Liters | 3A | 13.21 to 13.32 | 4.21 to 4.32 | 5˚c to 55˚c | 15 bar | 2015 | DEEPAK FIRE ENGINEERING WORK | A.Ramesh 9912223580 | SVR- INFRA
ACZ-FE-H-H2O-126 | H- block,3rd floor | H2O | A | RED | NEWTECH | 9 Liters | 3A | 13.21 to 13.32 | 4.21 to 4.32 | 5˚c to 55˚c | 15 bar | 2015 | DEEPAK FIRE ENGINEERING WORK | A.Ramesh 9912223580 | SVR- INFRA
ACZ-FE-H-H2O-127 | H- block,3rd floor | H2O | A | RED | NEWTECH | 9 Liters | 3A | 13.21 to 13.32 | 4.21 to 4.32 | 5˚c to 55˚c | 15 bar | 2015 | DEEPAK FIRE ENGINEERING WORK | A.Ramesh 9912223580 | SVR- INFRA
ACZ-FE-H-H2O-128 | H- block,4th floor | H2O | A | RED | NEWTECH | 9 Liters | 3A | 13.21 to 13.32 | 4.21 to 4.32 | 5˚c to 55˚c | 15 bar | 2015 | DEEPAK FIRE ENGINEERING WORK | A.Ramesh 9912223580 | SVR- INFRA
ACZ-FE-H-H2O-129 | H- block,4th floor | H2O | A | RED | NEWTECH | 9 Liters | 3A | 13.21 to 13.32 | 4.21 to 4.32 | 5˚c to 55˚c | 15 bar | 2015 | DEEPAK FIRE ENGINEERING WORK | A.Ramesh 9912223580 | SVR- INFRA
ACZ-FE-H-H2O-130 | H- block,5th floor | H2O | A | RED | NEWTECH | 9 Liters | 3A | 13.21 to 13.32 | 4.21 to 4.32 | 5˚c to 55˚c | 15 bar | 2015 | DEEPAK FIRE ENGINEERING WORK | A.Ramesh 9912223580 | SVR- INFRA
ACZ-FE-H-H2O-131 | H- block,5th floor | H2O | A | RED | NEWTECH | 9 Liters | 3A | 13.21 to 13.32 | 4.21 to 4.32 | 5˚c to 55˚c | 15 bar | 2015 | DEEPAK FIRE ENGINEERING WORK | A.Ramesh 9912223580 | SVR- INFRA
ACZ-FE-H-H2O-132 | H- block,6th floor | H2O | A | RED | NEWTECH | 9 Liters | 3A | 13.21 to 13.32 | 4.21 to 4.32 | 5˚c to 55˚c | 15 bar | 2015 | DEEPAK FIRE ENGINEERING WORK | A.Ramesh 9912223580 | SVR- INFRA
ACZ-FE-H-H2O-133 | H- block,6th floor | H2O | A | RED | NEWTECH | 9 Liters | 3A | 13.21 to 13.32 | 4.21 to 4.32 | 5˚c to 55˚c | 15 bar | 2015 | DEEPAK FIRE ENGINEERING WORK | A.Ramesh 9912223580 | SVR- INFRA
ACZ-FE-H-H2O-134 | H- block,7th floor | H2O | A | RED | NEWTECH | 9 Liters | 3A | 13.21 to 13.32 | 4.21 to 4.32 | 5˚c to 55˚c | 15 bar | 2015 | DEEPAK FIRE ENGINEERING WORK | A.Ramesh 9912223580 | SVR- INFRA
ACZ-FE-H-H2O-135 | H- block,7th floor | H2O | A | RED | NEWTECH | 9 Liters | 3A | 13.21 to 13.32 | 4.21 to 4.32 | 5˚c to 55˚c | 15 bar | 2015 | DEEPAK FIRE ENGINEERING WORK | A.Ramesh 9912223580 | SVR- INFRA
ACZ-FE-H-H2O-136 | H- block,8th floor | H2O | A | RED | NEWTECH | 9 Liters | 3A | 13.21 to 13.32 | 4.21 to 4.32 | 5˚c to 55˚c | 15 bar | 2015 | DEEPAK FIRE ENGINEERING WORK | A.Ramesh 9912223580 | SVR- INFRA
ACZ-FE-H-H2O-137 | H- block,8th floor | H2O | A | RED | NEWTECH | 9 Liters | 3A | 13.21 to 13.32 | 4.21 to 4.32 | 5˚c to 55˚c | 15 bar | 2015 | DEEPAK FIRE ENGINEERING WORK | A.Ramesh 9912223580 | SVR- INFRA
ACZ-FE-H-H2O-138 | H- block 9th floor | H2O | A | RED | NEWTECH | 9 Liters | 3A | 13.21 to 13.32 | 4.21 to 4.32 | 5˚c to 55˚c | 15 bar | 2015 | DEEPAK FIRE ENGINEERING WORK | A.Ramesh 9912223580 | SVR- INFRA
ACZ-FE-H-H2O-139 | H- block 9th floor | H2O | A | RED | NEWTECH | 9 Liters | 3A | 13.21 to 13.32 | 4.21 to 4.32 | 5˚c to 55˚c | 15 bar | 2015 | DEEPAK FIRE ENGINEERING WORK | A.Ramesh 9912223580 | SVR- INFRA
ACZ-FE-H-H2O-140 | H-block,Lift lobby | H2O | A | RED | NEWTECH | 9 Liters | 3A | 13.21 to 13.32 | 4.21 to 4.32 | 5˚c to 55˚c | 15 bar | 2015 | DEEPAK FIRE ENGINEERING WORK | A.Ramesh 9912223580 | SVR- INFRA
ACZ-FE-H-H2O-141 | H-block,Lift lobby | H2O | A | RED | NEWTECH | 9 Liters | 3A | 13.21 to 13.32 | 4.21 to 4.32 | 5˚c to 55˚c | 15 bar | 2015 | DEEPAK FIRE ENGINEERING WORK | A.Ramesh 9912223580 | SVR- INFRA
ACZ-FE-H-H2O-142 | H-block,Common area | H2O | A | RED | NEWTECH | 9 Liters | 3A | 13.21 to 13.32 | 4.21 to 4.32 | 5˚c to 55˚c | 15 bar | 2015 | DEEPAK FIRE ENGINEERING WORK | A.Ramesh 9912223580 | SVR- INFRA
ACZ-FE-I-H2O-143 | I- block,ground floor | H2O | A | RED | NEWTECH | 9 Liters | 3A | 13.21 to 13.32 | 4.21 to 4.32 | 5˚c to 55˚c | 15 bar | 2015 | DEEPAK FIRE ENGINEERING WORK | A.Ramesh 9912223580 | SVR- INFRA
ACZ-FE-I-H2O-144 | I- block,ground floor | H2O | A | RED | NEWTECH | 9 Liters | 3A | 13.21 to 13.32 | 4.21 to 4.32 | 5˚c to 55˚c | 15 bar | 2015 | DEEPAK FIRE ENGINEERING WORK | A.Ramesh 9912223580 | SVR- INFRA
ACZ-FE-I-H2O-145 | I- block,1st floor | H2O | A | RED | NEWTECH | 9 Liters | 3A | 13.21 to 13.32 | 4.21 to 4.32 | 5˚c to 55˚c | 15 bar | 2015 | DEEPAK FIRE ENGINEERING WORK | A.Ramesh 9912223580 | SVR- INFRA
ACZ-FE-I-H2O-146 | I- block,1st floor | H2O | A | RED | NEWTECH | 9 Liters | 3A | 13.21 to 13.32 | 4.21 to 4.32 | 5˚c to 55˚c | 15 bar | 2015 | DEEPAK FIRE ENGINEERING WORK | A.Ramesh 9912223580 | SVR- INFRA
ACZ-FE-I-H2O-147 | I- block,2nd floor | H2O | A | RED | NEWTECH | 9 Liters | 3A | 13.21 to 13.32 | 4.21 to 4.32 | 5˚c to 55˚c | 15 bar | 2015 | DEEPAK FIRE ENGINEERING WORK | A.Ramesh 9912223580 | SVR- INFRA
ACZ-FE-I-H2O-148 | I- block,2nd floor | H2O | A | RED | NEWTECH | 9 Liters | 3A | 13.21 to 13.32 | 4.21 to 4.32 | 5˚c to 55˚c | 15 bar | 2015 | DEEPAK FIRE ENGINEERING WORK | A.Ramesh 9912223580 | SVR- INFRA
ACZ-FE-I-H2O-149 | I- block,3rd floor | H2O | A | RED | NEWTECH | 9 Liters | 3A | 13.21 to 13.32 | 4.21 to 4.32 | 5˚c to 55˚c | 15 bar | 2015 | DEEPAK FIRE ENGINEERING WORK | A.Ramesh 9912223580 | SVR- INFRA
ACZ-FE-I-H2O-150 | I- block,3rd floor | H2O | A | RED | NEWTECH | 9 Liters | 3A | 13.21 to 13.32 | 4.21 to 4.32 | 5˚c to 55˚c | 15 bar | 2015 | DEEPAK FIRE ENGINEERING WORK | A.Ramesh 9912223580 | SVR- INFRA
ACZ-FE-I-H2O-151 | I- block,4th floor | H2O | A | RED | NEWTECH | 9 Liters | 3A | 13.21 to 13.32 | 4.21 to 4.32 | 5˚c to 55˚c | 15 bar | 2015 | DEEPAK FIRE ENGINEERING WORK | A.Ramesh 9912223580 | SVR- INFRA
ACZ-FE-I-H2O-152 | I- block,4th floor | H2O | A | RED | NEWTECH | 9 Liters | 3A | 13.21 to 13.32 | 4.21 to 4.32 | 5˚c to 55˚c | 15 bar | 2015 | DEEPAK FIRE ENGINEERING WORK | A.Ramesh 9912223580 | SVR- INFRA
ACZ-FE-I-H2O-153 | I- block,5th floor | H2O | A | RED | NEWTECH | 9 Liters | 3A | 13.21 to 13.32 | 4.21 to 4.32 | 5˚c to 55˚c | 15 bar | 2015 | DEEPAK FIRE ENGINEERING WORK | A.Ramesh 9912223580 | SVR- INFRA
ACZ-FE-I-H2O-154 | I- block,5th floor | H2O | A | RED | NEWTECH | 9 Liters | 3A | 13.21 to 13.32 | 4.21 to 4.32 | 5˚c to 55˚c | 15 bar | 2015 | DEEPAK FIRE ENGINEERING WORK | A.Ramesh 9912223580 | SVR- INFRA
ACZ-FE-I-H2O-155 | I- block,6th floor | H2O | A | RED | NEWTECH | 9 Liters | 3A | 13.21 to 13.32 | 4.21 to 4.32 | 5˚c to 55˚c | 15 bar | 2015 | DEEPAK FIRE ENGINEERING WORK | A.Ramesh 9912223580 | SVR- INFRA
ACZ-FE-I-H2O-156 | I- block,6th floor | H2O | A | RED | NEWTECH | 9 Liters | 3A | 13.21 to 13.32 | 4.21 to 4.32 | 5˚c to 55˚c | 15 bar | 2015 | DEEPAK FIRE ENGINEERING WORK | A.Ramesh 9912223580 | SVR- INFRA
ACZ-FE-I-H2O-157 | I- block,7th floor | H2O | A | RED | NEWTECH | 9 Liters | 3A | 13.21 to 13.32 | 4.21 to 4.32 | 5˚c to 55˚c | 15 bar | 2015 | DEEPAK FIRE ENGINEERING WORK | A.Ramesh 9912223580 | SVR- INFRA
ACZ-FE-I-H2O-158 | I- block,7th floor | H2O | A | RED | NEWTECH | 9 Liters | 3A | 13.21 to 13.32 | 4.21 to 4.32 | 5˚c to 55˚c | 15 bar | 2015 | DEEPAK FIRE ENGINEERING WORK | A.Ramesh 9912223580 | SVR- INFRA
ACZ-FE-I-H2O-159 | I- block,8th floor | H2O | A | RED | NEWTECH | 9 Liters | 3A | 13.21 to 13.32 | 4.21 to 4.32 | 5˚c to 55˚c | 15 bar | 2015 | DEEPAK FIRE ENGINEERING WORK | A.Ramesh 9912223580 | SVR- INFRA
ACZ-FE-I-H2O-160 | I- block,8th floor | H2O | A | RED | NEWTECH | 9 Liters | 3A | 13.21 to 13.32 | 4.21 to 4.32 | 5˚c to 55˚c | 15 bar | 2015 | DEEPAK FIRE ENGINEERING WORK | A.Ramesh 9912223580 | SVR- INFRA
ACZ-FE-I-H2O-161 | I- block 9th floor | H2O | A | RED | NEWTECH | 9 Liters | 3A | 13.21 to 13.32 | 4.21 to 4.32 | 5˚c to 55˚c | 15 bar | 2015 | DEEPAK FIRE ENGINEERING WORK | A.Ramesh 9912223580 | SVR- INFRA
ACZ-FE-I-H2O-162 | I- block 9th floor | H2O | A | RED | NEWTECH | 9 Liters | 3A | 13.21 to 13.32 | 4.21 to 4.32 | 5˚c to 55˚c | 15 bar | 2015 | DEEPAK FIRE ENGINEERING WORK | A.Ramesh 9912223580 | SVR- INFRA
ACZ-FE-I-H2O-163 | I-block,Lift lobby | H2O | A | RED | NEWTECH | 9 Liters | 3A | 13.21 to 13.32 | 4.21 to 4.32 | 5˚c to 55˚c | 15 bar | 2015 | DEEPAK FIRE ENGINEERING WORK | A.Ramesh 9912223580 | SVR- INFRA
ACZ-FE-I-H2O-164 | I-block,Lift lobby | H2O | A | RED | NEWTECH | 9 Liters | 3A | 13.21 to 13.32 | 4.21 to 4.32 | 5˚c to 55˚c | 15 bar | 2015 | DEEPAK FIRE ENGINEERING WORK | A.Ramesh 9912223580 | SVR- INFRA
ACZ-FE-I-H2O-165 | I-block,Common area | H2O | A | RED | NEWTECH | 9 Liters | 3A | 13.21 to 13.32 | 4.21 to 4.32 | 5˚c to 55˚c | 15 bar | 2015 | DEEPAK FIRE ENGINEERING WORK | A.Ramesh 9912223580 | SVR- INFRA
ACZ-FE-I-H2O-166 | I-block,Common area | H2O | A | RED | NEWTECH | 9 Liters | 3A | 13.21 to 13.32 | 4.21 to 4.32 | 5˚c to 55˚c | 15 bar | 2015 | DEEPAK FIRE ENGINEERING WORK | A.Ramesh 9912223580 | SVR- INFRA
ACZ-FE-J-H2O-167 | J- block,ground floor | H2O | A | RED | NEWTECH | 9 Liters | 3A | 13.21 to 13.32 | 4.21 to 4.32 | 5˚c to 55˚c | 15 bar | 2015 | DEEPAK FIRE ENGINEERING WORK | A.Ramesh 9912223580 | SVR- INFRA
ACZ-FE-J-H2O-168 | J- block,ground floor | H2O | A | RED | NEWTECH | 9 Liters | 3A | 13.21 to 13.32 | 4.21 to 4.32 | 5˚c to 55˚c | 15 bar | 2015 | DEEPAK FIRE ENGINEERING WORK | A.Ramesh 9912223580 | SVR- INFRA
ACZ-FE-J-H2O-169 | J- block,1st floor | H2O | A | RED | NEWTECH | 9 Liters | 3A | 13.21 to 13.32 | 4.21 to 4.32 | 5˚c to 55˚c | 15 bar | 2015 | DEEPAK FIRE ENGINEERING WORK | A.Ramesh 9912223580 | SVR- INFRA
ACZ-FE-J-H2O-170 | J- block,1st floor | H2O | A | RED | NEWTECH | 9 Liters | 3A | 13.21 to 13.32 | 4.21 to 4.32 | 5˚c to 55˚c | 15 bar | 2015 | DEEPAK FIRE ENGINEERING WORK | A.Ramesh 9912223580 | SVR- INFRA
ACZ-FE-J-H2O-171 | J- block,2nd floor | H2O | A | RED | NEWTECH | 9 Liters | 3A | 13.21 to 13.32 | 4.21 to 4.32 | 5˚c to 55˚c | 15 bar | 2015 | DEEPAK FIRE ENGINEERING WORK | A.Ramesh 9912223580 | SVR- INFRA
ACZ-FE-J-H2O-172 | J- block,2nd floor | H2O | A | RED | NEWTECH | 9 Liters | 3A | 13.21 to 13.32 | 4.21 to 4.32 | 5˚c to 55˚c | 15 bar | 2015 | DEEPAK FIRE ENGINEERING WORK | A.Ramesh 9912223580 | SVR- INFRA
ACZ-FE-J-H2O-173 | J- block,3rd floor | H2O | A | RED | NEWTECH | 9 Liters | 3A | 13.21 to 13.32 | 4.21 to 4.32 | 5˚c to 55˚c | 15 bar | 2015 | DEEPAK FIRE ENGINEERING WORK | A.Ramesh 9912223580 | SVR- INFRA
ACZ-FE-J-H2O-174 | J- block,3rd floor | H2O | A | RED | NEWTECH | 9 Liters | 3A | 13.21 to 13.32 | 4.21 to 4.32 | 5˚c to 55˚c | 15 bar | 2015 | DEEPAK FIRE ENGINEERING WORK | A.Ramesh 9912223580 | SVR- INFRA
ACZ-FE-J-H2O-175 | J- block,4th floor | H2O | A | RED | NEWTECH | 9 Liters | 3A | 13.21 to 13.32 | 4.21 to 4.32 | 5˚c to 55˚c | 15 bar | 2015 | DEEPAK FIRE ENGINEERING WORK | A.Ramesh 9912223580 | SVR- INFRA
ACZ-FE-J-H2O-176 | J- block,4th floor | H2O | A | RED | NEWTECH | 9 Liters | 3A | 13.21 to 13.32 | 4.21 to 4.32 | 5˚c to 55˚c | 15 bar | 2015 | DEEPAK FIRE ENGINEERING WORK | A.Ramesh 9912223580 | SVR- INFRA
ACZ-FE-J-H2O-177 | J- block,5th floor | H2O | A | RED | NEWTECH | 9 Liters | 3A | 13.21 to 13.32 | 4.21 to 4.32 | 5˚c to 55˚c | 15 bar | 2015 | DEEPAK FIRE ENGINEERING WORK | A.Ramesh 9912223580 | SVR- INFRA
ACZ-FE-J-H2O-178 | J- block,5th floor | H2O | A | RED | NEWTECH | 9 Liters | 3A | 13.21 to 13.32 | 4.21 to 4.32 | 5˚c to 55˚c | 15 bar | 2015 | DEEPAK FIRE ENGINEERING WORK | A.Ramesh 9912223580 | SVR- INFRA
ACZ-FE-J-H2O-179 | J- block,6th floor | H2O | A | RED | NEWTECH | 9 Liters | 3A | 13.21 to 13.32 | 4.21 to 4.32 | 5˚c to 55˚c | 15 bar | 2015 | DEEPAK FIRE ENGINEERING WORK | A.Ramesh 9912223580 | SVR- INFRA
ACZ-FE-J-H2O-180 | J- block,6th floor | H2O | A | RED | NEWTECH | 9 Liters | 3A | 13.21 to 13.32 | 4.21 to 4.32 | 5˚c to 55˚c | 15 bar | 2015 | DEEPAK FIRE ENGINEERING WORK | A.Ramesh 9912223580 | SVR- INFRA
ACZ-FE-J-H2O-181 | J- block,7th floor | H2O | A | RED | NEWTECH | 9 Liters | 3A | 13.21 to 13.32 | 4.21 to 4.32 | 5˚c to 55˚c | 15 bar | 2015 | DEEPAK FIRE ENGINEERING WORK | A.Ramesh 9912223580 | SVR- INFRA
ACZ-FE-J-H2O-182 | J- block,7th floor | H2O | A | RED | NEWTECH | 9 Liters | 3A | 13.21 to 13.32 | 4.21 to 4.32 | 5˚c to 55˚c | 15 bar | 2015 | DEEPAK FIRE ENGINEERING WORK | A.Ramesh 9912223580 | SVR- INFRA
ACZ-FE-J-H2O-183 | J- block,8th floor | H2O | A | RED | NEWTECH | 9 Liters | 3A | 13.21 to 13.32 | 4.21 to 4.32 | 5˚c to 55˚c | 15 bar | 2015 | DEEPAK FIRE ENGINEERING WORK | A.Ramesh 9912223580 | SVR- INFRA
ACZ-FE-J-H2O-184 | J- block,8th floor | H2O | A | RED | NEWTECH | 9 Liters | 3A | 13.21 to 13.32 | 4.21 to 4.32 | 5˚c to 55˚c | 15 bar | 2015 | DEEPAK FIRE ENGINEERING WORK | A.Ramesh 9912223580 | SVR- INFRA
ACZ-FE-J-H2O-185 | J- block 9th floor | H2O | A | RED | NEWTECH | 9 Liters | 3A | 13.21 to 13.32 | 4.21 to 4.32 | 5˚c to 55˚c | 15 bar | 2015 | DEEPAK FIRE ENGINEERING WORK | A.Ramesh 9912223580 | SVR- INFRA
ACZ-FE-J-H2O-186 | J- block 9th floor | H2O | A | RED | NEWTECH | 9 Liters | 3A | 13.21 to 13.32 | 4.21 to 4.32 | 5˚c to 55˚c | 15 bar | 2015 | DEEPAK FIRE ENGINEERING WORK | A.Ramesh 9912223580 | SVR- INFRA
ACZ-FE-J-H2O-187 | J-block,Lift lobby | H2O | A | RED | NEWTECH | 9 Liters | 3A | 13.21 to 13.32 | 4.21 to 4.32 | 5˚c to 55˚c | 15 bar | 2015 | DEEPAK FIRE ENGINEERING WORK | A.Ramesh 9912223580 | SVR- INFRA
ACZ-FE-J-H2O-188 | J-block,Lift lobby | H2O | A | RED | NEWTECH | 9 Liters | 3A | 13.21 to 13.32 | 4.21 to 4.32 | 5˚c to 55˚c | 15 bar | 2015 | DEEPAK FIRE ENGINEERING WORK | A.Ramesh 9912223580 | SVR- INFRA
ACZ-FE-J-H2O-189 | J-block,Common area | H2O | A | RED | NEWTECH | 9 Liters | 3A | 13.21 to 13.32 | 4.21 to 4.32 | 5˚c to 55˚c | 15 bar | 2015 | DEEPAK FIRE ENGINEERING WORK | A.Ramesh 9912223580 | SVR- INFRA
ACZ-FE-K-H2O-190 | K- block,ground floor | H2O | A | RED | NEWTECH | 9 Liters | 3A | 13.21 to 13.32 | 4.21 to 4.32 | 5˚c to 55˚c | 15 bar | 2015 | DEEPAK FIRE ENGINEERING WORK | A.Ramesh 9912223580 | SVR- INFRA
ACZ-FE-K-H2O-191 | K- block,ground floor | H2O | A | RED | NEWTECH | 9 Liters | 3A | 13.21 to 13.32 | 4.21 to 4.32 | 5˚c to 55˚c | 15 bar | 2015 | DEEPAK FIRE ENGINEERING WORK | A.Ramesh 9912223580 | SVR- INFRA
ACZ-FE-K-H2O-192 | K- block,1st floor | H2O | A | RED | NEWTECH | 9 Liters | 3A | 13.21 to 13.32 | 4.21 to 4.32 | 5˚c to 55˚c | 15 bar | 2015 | DEEPAK FIRE ENGINEERING WORK | A.Ramesh 9912223580 | SVR- INFRA
ACZ-FE-K-H2O-193 | K- block,1st floor | H2O | A | RED | NEWTECH | 9 Liters | 3A | 13.21 to 13.32 | 4.21 to 4.32 | 5˚c to 55˚c | 15 bar | 2015 | DEEPAK FIRE ENGINEERING WORK | A.Ramesh 9912223580 | SVR- INFRA
ACZ-FE-K-H2O-194 | K- block,2nd floor | H2O | A | RED | NEWTECH | 9 Liters | 3A | 13.21 to 13.32 | 4.21 to 4.32 | 5˚c to 55˚c | 15 bar | 2015 | DEEPAK FIRE ENGINEERING WORK | A.Ramesh 9912223580 | SVR- INFRA
ACZ-FE-K-H2O-195 | K- block,2nd floor | H2O | A | RED | NEWTECH | 9 Liters | 3A | 13.21 to 13.32 | 4.21 to 4.32 | 5˚c to 55˚c | 15 bar | 2015 | DEEPAK FIRE ENGINEERING WORK | A.Ramesh 9912223580 | SVR- INFRA
ACZ-FE-K-H2O-196 | K- block,3rd floor | H2O | A | RED | NEWTECH | 9 Liters | 3A | 13.21 to 13.32 | 4.21 to 4.32 | 5˚c to 55˚c | 15 bar | 2015 | DEEPAK FIRE ENGINEERING WORK | A.Ramesh 9912223580 | SVR- INFRA
ACZ-FE-K-H2O-197 | K- block,3rd floor | H2O | A | RED | NEWTECH | 9 Liters | 3A | 13.21 to 13.32 | 4.21 to 4.32 | 5˚c to 55˚c | 15 bar | 2015 | DEEPAK FIRE ENGINEERING WORK | A.Ramesh 9912223580 | SVR- INFRA
ACZ-FE-K-H2O-198 | K- block,4th floor | H2O | A | RED | NEWTECH | 9 Liters | 3A | 13.21 to 13.32 | 4.21 to 4.32 | 5˚c to 55˚c | 15 bar | 2015 | DEEPAK FIRE ENGINEERING WORK | A.Ramesh 9912223580 | SVR- INFRA
ACZ-FE-K-H2O-199 | K- block,4th floor | H2O | A | RED | NEWTECH | 9 Liters | 3A | 13.21 to 13.32 | 4.21 to 4.32 | 5˚c to 55˚c | 15 bar | 2015 | DEEPAK FIRE ENGINEERING WORK | A.Ramesh 9912223580 | SVR- INFRA
ACZ-FE-K-H2O-200 | K- block,5th floor | H2O | A | RED | NEWTECH | 9 Liters | 3A | 13.21 to 13.32 | 4.21 to 4.32 | 5˚c to 55˚c | 15 bar | 2015 | DEEPAK FIRE ENGINEERING WORK | A.Ramesh 9912223580 | SVR- INFRA
ACZ-FE-K-H2O-201 | K- block,5th floor | H2O | A | RED | NEWTECH | 9 Liters | 3A | 13.21 to 13.32 | 4.21 to 4.32 | 5˚c to 55˚c | 15 bar | 2015 | DEEPAK FIRE ENGINEERING WORK | A.Ramesh 9912223580 | SVR- INFRA
ACZ-FE-K-H2O-202 | K- block,6th floor | H2O | A | RED | NEWTECH | 9 Liters | 3A | 13.21 to 13.32 | 4.21 to 4.32 | 5˚c to 55˚c | 15 bar | 2015 | DEEPAK FIRE ENGINEERING WORK | A.Ramesh 9912223580 | SVR- INFRA
ACZ-FE-K-H2O-203 | K- block,6th floor | H2O | A | RED | NEWTECH | 9 Liters | 3A | 13.21 to 13.32 | 4.21 to 4.32 | 5˚c to 55˚c | 15 bar | 2015 | DEEPAK FIRE ENGINEERING WORK | A.Ramesh 9912223580 | SVR- INFRA
ACZ-FE-K-H2O-204 | K- block,7th floor | H2O | A | RED | NEWTECH | 9 Liters | 3A | 13.21 to 13.32 | 4.21 to 4.32 | 5˚c to 55˚c | 15 bar | 2015 | DEEPAK FIRE ENGINEERING WORK | A.Ramesh 9912223580 | SVR- INFRA
ACZ-FE-K-H2O-205 | K- block,7th floor | H2O | A | RED | NEWTECH | 9 Liters | 3A | 13.21 to 13.32 | 4.21 to 4.32 | 5˚c to 55˚c | 15 bar | 2015 | DEEPAK FIRE ENGINEERING WORK | A.Ramesh 9912223580 | SVR- INFRA
ACZ-FE-K-H2O-206 | K- block,8th floor | H2O | A | RED | NEWTECH | 9 Liters | 3A | 13.21 to 13.32 | 4.21 to 4.32 | 5˚c to 55˚c | 15 bar | 2015 | DEEPAK FIRE ENGINEERING WORK | A.Ramesh 9912223580 | SVR- INFRA
ACZ-FE-K-H2O-207 | K- block,8th floor | H2O | A | RED | NEWTECH | 9 Liters | 3A | 13.21 to 13.32 | 4.21 to 4.32 | 5˚c to 55˚c | 15 bar | 2015 | DEEPAK FIRE ENGINEERING WORK | A.Ramesh 9912223580 | SVR- INFRA
ACZ-FE-K-H2O-208 | K- block 9th floor | H2O | A | RED | NEWTECH | 9 Liters | 3A | 13.21 to 13.32 | 4.21 to 4.32 | 5˚c to 55˚c | 15 bar | 2015 | DEEPAK FIRE ENGINEERING WORK | A.Ramesh 9912223580 | SVR- INFRA
ACZ-FE-K-H2O-209 | K- block 9th floor | H2O | A | RED | NEWTECH | 9 Liters | 3A | 13.21 to 13.32 | 4.21 to 4.32 | 5˚c to 55˚c | 15 bar | 2015 | DEEPAK FIRE ENGINEERING WORK | A.Ramesh 9912223580 | SVR- INFRA
ACZ-FE-K-H2O-210 | K-block,Lift lobby | H2O | A | RED | NEWTECH | 9 Liters | 3A | 13.21 to 13.32 | 4.21 to 4.32 | 5˚c to 55˚c | 15 bar | 2015 | DEEPAK FIRE ENGINEERING WORK | A.Ramesh 9912223580 | SVR- INFRA
ACZ-FE-K-H2O-211 | K-block,Lift lobby | H2O | A | RED | NEWTECH | 9 Liters | 3A | 13.21 to 13.32 | 4.21 to 4.32 | 5˚c to 55˚c | 15 bar | 2015 | DEEPAK FIRE ENGINEERING WORK | A.Ramesh 9912223580 | SVR- INFRA
ACZ-FE-M-H2O-212 | M- block,5th floor | H2O | A | RED | NEWTECH | 9 Liters | 3A | 13.21 to 13.32 | 4.21 to 4.32 | 5˚c to 55˚c | 15 bar | 2015 | DEEPAK FIRE ENGINEERING WORK | N.SAMPATH KUMAR,939456194 | SS- INFRA
ACZ-FE-M-H2O-213 | M- block,5th floor | H2O | A | RED | NEWTECH | 9 Liters | 3A | 13.21 to 13.32 | 4.21 to 4.32 | 5˚c to 55˚c | 15 bar | 2015 | DEEPAK FIRE ENGINEERING WORK | N.SAMPATH KUMAR,939456194 | SS- INFRA
ACZ-FE-M-H2O-214 | M- block,6th floor | H2O | A | RED | NEWTECH | 9 Liters | 3A | 13.21 to 13.32 | 4.21 to 4.32 | 5˚c to 55˚c | 15 bar | 2015 | DEEPAK FIRE ENGINEERING WORK | N.SAMPATH KUMAR,939456194 | SS- INFRA
ACZ-FE-M-H2O-215 | M- block,6th floor | H2O | A | RED | NEWTECH | 9 Liters | 3A | 13.21 to 13.32 | 4.21 to 4.32 | 5˚c to 55˚c | 15 bar | 2015 | DEEPAK FIRE ENGINEERING WORK | N.SAMPATH KUMAR,939456194 | SS- INFRA
ACZ-FE-M-H2O-216 | M- block,7th floor | H2O | A | RED | NEWTECH | 9 Liters | 3A | 13.21 to 13.32 | 4.21 to 4.32 | 5˚c to 55˚c | 15 bar | 2015 | DEEPAK FIRE ENGINEERING WORK | N.SAMPATH KUMAR,939456194 | SS- INFRA
ACZ-FE-M-H2O-217 | M- block,7th floor | H2O | A | RED | NEWTECH | 9 Liters | 3A | 13.21 to 13.32 | 4.21 to 4.32 | 5˚c to 55˚c | 15 bar | 2015 | DEEPAK FIRE ENGINEERING WORK | N.SAMPATH KUMAR,939456194 | SS- INFRA
ACZ-FE-M-H2O-218 | M- block,8th floor | H2O | A | RED | NEWTECH | 9 Liters | 3A | 13.21 to 13.32 | 4.21 to 4.32 | 5˚c to 55˚c | 15 bar | 2015 | DEEPAK FIRE ENGINEERING WORK | N.SAMPATH KUMAR,939456194 | SS- INFRA
ACZ-FE-M-H2O-219 | M- block,8th floor | H2O | A | RED | NEWTECH | 9 Liters | 3A | 13.21 to 13.32 | 4.21 to 4.32 | 5˚c to 55˚c | 15 bar | 2015 | DEEPAK FIRE ENGINEERING WORK | N.SAMPATH KUMAR,939456194 | SS- INFRA
ACZ-FE-M-H2O-220 | M- block 9th floor | H2O | A | RED | NEWTECH | 9 Liters | 3A | 13.21 to 13.32 | 4.21 to 4.32 | 5˚c to 55˚c | 15 bar | 2015 | DEEPAK FIRE ENGINEERING WORK | N.SAMPATH KUMAR,939456194 | SS- INFRA
ACZ-FE-M-H2O-221 | M- block 9th floor | H2O | A | RED | NEWTECH | 9 Liters | 3A | 13.21 to 13.32 | 4.21 to 4.32 | 5˚c to 55˚c | 15 bar | 2015 | DEEPAK FIRE ENGINEERING WORK | N.SAMPATH KUMAR,939456194 | SS- INFRA
ACZ-FE-M-H2O-222 | M-block,Lift lobby | H2O | A | RED | NEWTECH | 9 Liters | 3A | 13.21 to 13.32 | 4.21 to 4.32 | 5˚c to 55˚c | 15 bar | 2015 | DEEPAK FIRE ENGINEERING WORK | N.SAMPATH KUMAR,939456194 | SS- INFRA
ACZ-FE-M-H2O-223 | M-block,Lift lobby | H2O | A | RED | NEWTECH | 9 Liters | 3A | 13.21 to 13.32 | 4.21 to 4.32 | 5˚c to 55˚c | 15 bar | 2015 | DEEPAK FIRE ENGINEERING WORK | N.SAMPATH KUMAR,939456194 | SS- INFRA
ACZ-FE-M-H2O-224 | Common area | H2O | A | RED | NEWTECH | 9 Liters | 3A | 13.21 to 13.32 | 4.21 to 4.32 | 5˚c to 55˚c | 15 bar | 2015 | DEEPAK FIRE ENGINEERING WORK | N.SAMPATH KUMAR,939456194 | SS- INFRA
ACZ-FE-N-H2O-225 | N- block,ground floor | H2O | A | RED | NEWTECH | 9 Liters | 3A | 13.21 to 13.32 | 4.21 to 4.32 | 5˚c to 55˚c | 15 bar | 2015 | DEEPAK FIRE ENGINEERING WORK | A.Ramesh 9912223580 | SVR- INFRA
ACZ-FE-N-H2O-226 | N- block,ground floor | H2O | A | RED | NEWTECH | 9 Liters | 3A | 13.21 to 13.32 | 4.21 to 4.32 | 5˚c to 55˚c | 15 bar | 2015 | DEEPAK FIRE ENGINEERING WORK | A.Ramesh 9912223580 | SVR- INFRA
ACZ-FE-N-H2O-227 | N- block,1st floor | H2O | A | RED | NEWTECH | 9 Liters | 3A | 13.21 to 13.32 | 4.21 to 4.32 | 5˚c to 55˚c | 15 bar | 2015 | DEEPAK FIRE ENGINEERING WORK | A.Ramesh 9912223580 | SVR- INFRA
ACZ-FE-N-H2O-228 | N- block,1st floor | H2O | A | RED | NEWTECH | 9 Liters | 3A | 13.21 to 13.32 | 4.21 to 4.32 | 5˚c to 55˚c | 15 bar | 2015 | DEEPAK FIRE ENGINEERING WORK | A.Ramesh 9912223580 | SVR- INFRA
ACZ-FE-N-H2O-229 | N- block,2nd floor | H2O | A | RED | NEWTECH | 9 Liters | 3A | 13.21 to 13.32 | 4.21 to 4.32 | 5˚c to 55˚c | 15 bar | 2015 | DEEPAK FIRE ENGINEERING WORK | A.Ramesh 9912223580 | SVR- INFRA
ACZ-FE-N-H2O-230 | N- block,2nd floor | H2O | A | RED | NEWTECH | 9 Liters | 3A | 13.21 to 13.32 | 4.21 to 4.32 | 5˚c to 55˚c | 15 bar | 2015 | DEEPAK FIRE ENGINEERING WORK | A.Ramesh 9912223580 | SVR- INFRA
ACZ-FE-N-H2O-231 | N- block,3rd floor | H2O | A | RED | NEWTECH | 9 Liters | 3A | 13.21 to 13.32 | 4.21 to 4.32 | 5˚c to 55˚c | 15 bar | 2015 | DEEPAK FIRE ENGINEERING WORK | A.Ramesh 9912223580 | SVR- INFRA
ACZ-FE-N-H2O-232 | N- block,3rd floor | H2O | A | RED | NEWTECH | 9 Liters | 3A | 13.21 to 13.32 | 4.21 to 4.32 | 5˚c to 55˚c | 15 bar | 2015 | DEEPAK FIRE ENGINEERING WORK | A.Ramesh 9912223580 | SVR- INFRA
ACZ-FE-N-H2O-233 | N- block,4th floor | H2O | A | RED | NEWTECH | 9 Liters | 3A | 13.21 to 13.32 | 4.21 to 4.32 | 5˚c to 55˚c | 15 bar | 2015 | DEEPAK FIRE ENGINEERING WORK | A.Ramesh 9912223580 | SVR- INFRA
ACZ-FE-N-H2O-234 | N- block,4th floor | H2O | A | RED | NEWTECH | 9 Liters | 3A | 13.21 to 13.32 | 4.21 to 4.32 | 5˚c to 55˚c | 15 bar | 2015 | DEEPAK FIRE ENGINEERING WORK | A.Ramesh 9912223580 | SVR- INFRA
ACZ-FE-N-H2O-235 | N- block,5th floor | H2O | A | RED | NEWTECH | 9 Liters | 3A | 13.21 to 13.32 | 4.21 to 4.32 | 5˚c to 55˚c | 15 bar | 2015 | DEEPAK FIRE ENGINEERING WORK | A.Ramesh 9912223580 | SVR- INFRA
ACZ-FE-N-H2O-236 | N- block,5th floor | H2O | A | RED | NEWTECH | 9 Liters | 3A | 13.21 to 13.32 | 4.21 to 4.32 | 5˚c to 55˚c | 15 bar | 2015 | DEEPAK FIRE ENGINEERING WORK | A.Ramesh 9912223580 | SVR- INFRA
ACZ-FE-N-H2O-237 | N- block,6th floor | H2O | A | RED | NEWTECH | 9 Liters | 3A | 13.21 to 13.32 | 4.21 to 4.32 | 5˚c to 55˚c | 15 bar | 2015 | DEEPAK FIRE ENGINEERING WORK | A.Ramesh 9912223580 | SVR- INFRA
ACZ-FE-N-H2O-238 | N- block,6th floor | H2O | A | RED | NEWTECH | 9 Liters | 3A | 13.21 to 13.32 | 4.21 to 4.32 | 5˚c to 55˚c | 15 bar | 2015 | DEEPAK FIRE ENGINEERING WORK | A.Ramesh 9912223580 | SVR- INFRA
ACZ-FE-N-H2O-239 | N- block,7th floor | H2O | A | RED | NEWTECH | 9 Liters | 3A | 13.21 to 13.32 | 4.21 to 4.32 | 5˚c to 55˚c | 15 bar | 2015 | DEEPAK FIRE ENGINEERING WORK | A.Ramesh 9912223580 | SVR- INFRA
ACZ-FE-N-H2O-240 | N- block,7th floor | H2O | A | RED | NEWTECH | 9 Liters | 3A | 13.21 to 13.32 | 4.21 to 4.32 | 5˚c to 55˚c | 15 bar | 2015 | DEEPAK FIRE ENGINEERING WORK | A.Ramesh 9912223580 | SVR- INFRA
ACZ-FE-N-H2O-241 | N- block,8th floor | H2O | A | RED | NEWTECH | 9 Liters | 3A | 13.21 to 13.32 | 4.21 to 4.32 | 5˚c to 55˚c | 15 bar | 2015 | DEEPAK FIRE ENGINEERING WORK | A.Ramesh 9912223580 | SVR- INFRA
ACZ-FE-N-H2O-242 | N- block,8th floor | H2O | A | RED | NEWTECH | 9 Liters | 3A | 13.21 to 13.32 | 4.21 to 4.32 | 5˚c to 55˚c | 15 bar | 2015 | DEEPAK FIRE ENGINEERING WORK | A.Ramesh 9912223580 | SVR- INFRA
ACZ-FE-N-H2O-243 | N- block 9th floor | H2O | A | RED | NEWTECH | 9 Liters | 3A | 13.21 to 13.32 | 4.21 to 4.32 | 5˚c to 55˚c | 15 bar | 2015 | DEEPAK FIRE ENGINEERING WORK | A.Ramesh 9912223580 | SVR- INFRA
ACZ-FE-N-H2O-244 | N- block 9th floor | H2O | A | RED | NEWTECH | 9 Liters | 3A | 13.21 to 13.32 | 4.21 to 4.32 | 5˚c to 55˚c | 15 bar | 2015 | DEEPAK FIRE ENGINEERING WORK | A.Ramesh 9912223580 | SVR- INFRA
ACZ-FE-N-H2O-245 | N-block,Lift lobby | H2O | A | RED | NEWTECH | 9 Liters | 3A | 13.21 to 13.32 | 4.21 to 4.32 | 5˚c to 55˚c | 15 bar | 2015 | DEEPAK FIRE ENGINEERING WORK | A.Ramesh 9912223580 | SVR- INFRA
ACZ-FE-N-H2O-246 | N-block,Lift lobby | H2O | A | RED | NEWTECH | 9 Liters | 3A | 13.21 to 13.32 | 4.21 to 4.32 | 5˚c to 55˚c | 15 bar | 2015 | DEEPAK FIRE ENGINEERING WORK | A.Ramesh 9912223580 | SVR- INFRA
ACZ-FE-N-H2O-247 | Common area | H2O | A | RED | NEWTECH | 9 Liters | 3A | 13.21 to 13.32 | 4.21 to 4.32 | 5˚c to 55˚c | 15 bar | 2015 | DEEPAK FIRE ENGINEERING WORK | A.Ramesh 9912223580 | SVR- INFRA
ACZ-FE-N-H2O-248 | Common area | H2O | A | RED | NEWTECH | 9 Liters | 3A | 13.21 to 13.32 | 4.21 to 4.32 | 5˚c to 55˚c | 15 bar | 2015 | DEEPAK FIRE ENGINEERING WORK | A.Ramesh 9912223580 | SVR- INFRA
ACZ-FE-N-H2O-249 | Common area | H2O | A | RED | NEWTECH | 9 Liters | 3A | 13.21 to 13.32 | 4.21 to 4.32 | 5˚c to 55˚c | 15 bar | 2015 | DEEPAK FIRE ENGINEERING WORK | A.Ramesh 9912223580 | SVR- INFRA
ACZ-FE-O-H2O-250 | O- block,ground floor | H2O | A | RED | NEWTECH | 9 Liters | 3A | 13.21 to 13.32 | 4.21 to 4.32 | 5˚c to 55˚c | 15 bar | 2015 | DEEPAK FIRE ENGINEERING WORK | A.Ramesh 9912223580 | SVR- INFRA
ACZ-FE-O-H2O-251 | O- block,ground floor | H2O | A | RED | NEWTECH | 9 Liters | 3A | 13.21 to 13.32 | 4.21 to 4.32 | 5˚c to 55˚c | 15 bar | 2015 | DEEPAK FIRE ENGINEERING WORK | A.Ramesh 9912223580 | SVR- INFRA
ACZ-FE-O-H2O-252 | O- block,1st floor | H2O | A | RED | NEWTECH | 9 Liters | 3A | 13.21 to 13.32 | 4.21 to 4.32 | 5˚c to 55˚c | 15 bar | 2015 | DEEPAK FIRE ENGINEERING WORK | A.Ramesh 9912223580 | SVR- INFRA
ACZ-FE-O-H2O-253 | O- block,1st floor | H2O | A | RED | NEWTECH | 9 Liters | 3A | 13.21 to 13.32 | 4.21 to 4.32 | 5˚c to 55˚c | 15 bar | 2015 | DEEPAK FIRE ENGINEERING WORK | A.Ramesh 9912223580 | SVR- INFRA
ACZ-FE-O-H2O-254 | O- block,2nd floor | H2O | A | RED | NEWTECH | 9 Liters | 3A | 13.21 to 13.32 | 4.21 to 4.32 | 5˚c to 55˚c | 15 bar | 2015 | DEEPAK FIRE ENGINEERING WORK | A.Ramesh 9912223580 | SVR- INFRA
ACZ-FE-O-H2O-255 | O- block,2nd floor | H2O | A | RED | NEWTECH | 9 Liters | 3A | 13.21 to 13.32 | 4.21 to 4.32 | 5˚c to 55˚c | 15 bar | 2015 | DEEPAK FIRE ENGINEERING WORK | A.Ramesh 9912223580 | SVR- INFRA
ACZ-FE-O-H2O-256 | O- block,3rd floor | H2O | A | RED | NEWTECH | 9 Liters | 3A | 13.21 to 13.32 | 4.21 to 4.32 | 5˚c to 55˚c | 15 bar | 2015 | DEEPAK FIRE ENGINEERING WORK | A.Ramesh 9912223580 | SVR- INFRA
ACZ-FE-O-H2O-257 | O- block,3rd floor | H2O | A | RED | NEWTECH | 9 Liters | 3A | 13.21 to 13.32 | 4.21 to 4.32 | 5˚c to 55˚c | 15 bar | 2015 | DEEPAK FIRE ENGINEERING WORK | A.Ramesh 9912223580 | SVR- INFRA
ACZ-FE-O-H2O-258 | O- block,4th floor | H2O | A | RED | NEWTECH | 9 Liters | 3A | 13.21 to 13.32 | 4.21 to 4.32 | 5˚c to 55˚c | 15 bar | 2015 | DEEPAK FIRE ENGINEERING WORK | A.Ramesh 9912223580 | SVR- INFRA
ACZ-FE-O-H2O-259 | O- block,4th floor | H2O | A | RED | NEWTECH | 9 Liters | 3A | 13.21 to 13.32 | 4.21 to 4.32 | 5˚c to 55˚c | 15 bar | 2015 | DEEPAK FIRE ENGINEERING WORK | A.Ramesh 9912223580 | SVR- INFRA
ACZ-FE-O-H2O-260 | O- block,5th floor | H2O | A | RED | NEWTECH | 9 Liters | 3A | 13.21 to 13.32 | 4.21 to 4.32 | 5˚c to 55˚c | 15 bar | 2015 | DEEPAK FIRE ENGINEERING WORK | A.Ramesh 9912223580 | SVR- INFRA
ACZ-FE-O-H2O-261 | O- block,5th floor | H2O | A | RED | NEWTECH | 9 Liters | 3A | 13.21 to 13.32 | 4.21 to 4.32 | 5˚c to 55˚c | 15 bar | 2015 | DEEPAK FIRE ENGINEERING WORK | A.Ramesh 9912223580 | SVR- INFRA
ACZ-FE-O-H2O-262 | O- block,6th floor | H2O | A | RED | NEWTECH | 9 Liters | 3A | 13.21 to 13.32 | 4.21 to 4.32 | 5˚c to 55˚c | 15 bar | 2015 | DEEPAK FIRE ENGINEERING WORK | A.Ramesh 9912223580 | SVR- INFRA
ACZ-FE-O-H2O-263 | O- block,6th floor | H2O | A | RED | NEWTECH | 9 Liters | 3A | 13.21 to 13.32 | 4.21 to 4.32 | 5˚c to 55˚c | 15 bar | 2015 | DEEPAK FIRE ENGINEERING WORK | A.Ramesh 9912223580 | SVR- INFRA
ACZ-FE-O-H2O-264 | O- block,7th floor | H2O | A | RED | NEWTECH | 9 Liters | 3A | 13.21 to 13.32 | 4.21 to 4.32 | 5˚c to 55˚c | 15 bar | 2015 | DEEPAK FIRE ENGINEERING WORK | A.Ramesh 9912223580 | SVR- INFRA
ACZ-FE-O-H2O-265 | O- block,7th floor | H2O | A | RED | NEWTECH | 9 Liters | 3A | 13.21 to 13.32 | 4.21 to 4.32 | 5˚c to 55˚c | 15 bar | 2015 | DEEPAK FIRE ENGINEERING WORK | A.Ramesh 9912223580 | SVR- INFRA
ACZ-FE-O-H2O-266 | O- block,8th floor | H2O | A | RED | NEWTECH | 9 Liters | 3A | 13.21 to 13.32 | 4.21 to 4.32 | 5˚c to 55˚c | 15 bar | 2015 | DEEPAK FIRE ENGINEERING WORK | A.Ramesh 9912223580 | SVR- INFRA
ACZ-FE-O-H2O-267 | O- block,8th floor | H2O | A | RED | NEWTECH | 9 Liters | 3A | 13.21 to 13.32 | 4.21 to 4.32 | 5˚c to 55˚c | 15 bar | 2015 | DEEPAK FIRE ENGINEERING WORK | A.Ramesh 9912223580 | SVR- INFRA
ACZ-FE-O-H2O-268 | O- block 9th floor | H2O | A | RED | NEWTECH | 9 Liters | 3A | 13.21 to 13.32 | 4.21 to 4.32 | 5˚c to 55˚c | 15 bar | 2015 | DEEPAK FIRE ENGINEERING WORK | A.Ramesh 9912223580 | SVR- INFRA
ACZ-FE-O-H2O-269 | O- block 9th floor | H2O | A | RED | NEWTECH | 9 Liters | 3A | 13.21 to 13.32 | 4.21 to 4.32 | 5˚c to 55˚c | 15 bar | 2015 | DEEPAK FIRE ENGINEERING WORK | A.Ramesh 9912223580 | SVR- INFRA
ACZ-FE-O-H2O-270 | O-block,Lift lobby | H2O | A | RED | NEWTECH | 9 Liters | 3A | 13.21 to 13.32 | 4.21 to 4.32 | 5˚c to 55˚c | 15 bar | 2015 | DEEPAK FIRE ENGINEERING WORK | A.Ramesh 9912223580 | SVR- INFRA
ACZ-FE-O-H2O-271 | O-block,Lift lobby | H2O | A | RED | NEWTECH | 9 Liters | 3A | 13.21 to 13.32 | 4.21 to 4.32 | 5˚c to 55˚c | 15 bar | 2015 | DEEPAK FIRE ENGINEERING WORK | A.Ramesh 9912223580 | SVR- INFRA
ACZ-FE-O-H2O-272 | Common area | H2O | A | RED | NEWTECH | 9 Liters | 3A | 13.21 to 13.32 | 4.21 to 4.32 | 5˚c to 55˚c | 15 bar | 2015 | DEEPAK FIRE ENGINEERING WORK | A.Ramesh 9912223580 | SVR- INFRA
ACZ-FE-O-H2O-273 | Common area | H2O | A | RED | NEWTECH | 9 Liters | 3A | 13.21 to 13.32 | 4.21 to 4.32 | 5˚c to 55˚c | 15 bar | 2015 | DEEPAK FIRE ENGINEERING WORK | A.Ramesh 9912223580 | SVR- INFRA
ACZ-FE-P-H2O-274 | P- block,ground floor | H2O | A | RED | NEWTECH | 9 Liters | 3A | 13.21 to 13.32 | 4.21 to 4.32 | 5˚c to 55˚c | 15 bar | 2015 | DEEPAK FIRE ENGINEERING WORK | A.Ramesh 9912223580 | SVR- INFRA
ACZ-FE-P-H2O-275 | P- block,ground floor | H2O | A | RED | NEWTECH | 9 Liters | 3A | 13.21 to 13.32 | 4.21 to 4.32 | 5˚c to 55˚c | 15 bar | 2015 | DEEPAK FIRE ENGINEERING WORK | A.Ramesh 9912223580 | SVR- INFRA
ACZ-FE-P-H2O-276 | P- block,1st floor | H2O | A | RED | NEWTECH | 9 Liters | 3A | 13.21 to 13.32 | 4.21 to 4.32 | 5˚c to 55˚c | 15 bar | 2015 | DEEPAK FIRE ENGINEERING WORK | A.Ramesh 9912223580 | SVR- INFRA
ACZ-FE-P-H2O-277 | P- block,1st floor | H2O | A | RED | NEWTECH | 9 Liters | 3A | 13.21 to 13.32 | 4.21 to 4.32 | 5˚c to 55˚c | 15 bar | 2015 | DEEPAK FIRE ENGINEERING WORK | A.Ramesh 9912223580 | SVR- INFRA
ACZ-FE-P-H2O-278 | P- block,2nd floor | H2O | A | RED | NEWTECH | 9 Liters | 3A | 13.21 to 13.32 | 4.21 to 4.32 | 5˚c to 55˚c | 15 bar | 2015 | DEEPAK FIRE ENGINEERING WORK | A.Ramesh 9912223580 | SVR- INFRA
ACZ-FE-P-H2O-279 | P- block,2nd floor | H2O | A | RED | NEWTECH | 9 Liters | 3A | 13.21 to 13.32 | 4.21 to 4.32 | 5˚c to 55˚c | 15 bar | 2015 | DEEPAK FIRE ENGINEERING WORK | A.Ramesh 9912223580 | SVR- INFRA
ACZ-FE-P-H2O-280 | P- block,3rd floor | H2O | A | RED | NEWTECH | 9 Liters | 3A | 13.21 to 13.32 | 4.21 to 4.32 | 5˚c to 55˚c | 15 bar | 2015 | DEEPAK FIRE ENGINEERING WORK | A.Ramesh 9912223580 | SVR- INFRA
ACZ-FE-P-H2O-281 | P- block,3rd floor | H2O | A | RED | NEWTECH | 9 Liters | 3A | 13.21 to 13.32 | 4.21 to 4.32 | 5˚c to 55˚c | 15 bar | 2015 | DEEPAK FIRE ENGINEERING WORK | A.Ramesh 9912223580 | SVR- INFRA
ACZ-FE-P-H2O-282 | P- block,4th floor | H2O | A | RED | NEWTECH | 9 Liters | 3A | 13.21 to 13.32 | 4.21 to 4.32 | 5˚c to 55˚c | 15 bar | 2015 | DEEPAK FIRE ENGINEERING WORK | A.Ramesh 9912223580 | SVR- INFRA
ACZ-FE-P-H2O-283 | P- block,4th floor | H2O | A | RED | NEWTECH | 9 Liters | 3A | 13.21 to 13.32 | 4.21 to 4.32 | 5˚c to 55˚c | 15 bar | 2015 | DEEPAK FIRE ENGINEERING WORK | A.Ramesh 9912223580 | SVR- INFRA
ACZ-FE-P-H2O-284 | P- block,5th floor | H2O | A | RED | NEWTECH | 9 Liters | 3A | 13.21 to 13.32 | 4.21 to 4.32 | 5˚c to 55˚c | 15 bar | 2015 | DEEPAK FIRE ENGINEERING WORK | A.Ramesh 9912223580 | SVR- INFRA
ACZ-FE-P-H2O-285 | P- block,5th floor | H2O | A | RED | NEWTECH | 9 Liters | 3A | 13.21 to 13.32 | 4.21 to 4.32 | 5˚c to 55˚c | 15 bar | 2015 | DEEPAK FIRE ENGINEERING WORK | A.Ramesh 9912223580 | SVR- INFRA
ACZ-FE-P-H2O-286 | P- block,6th floor | H2O | A | RED | NEWTECH | 9 Liters | 3A | 13.21 to 13.32 | 4.21 to 4.32 | 5˚c to 55˚c | 15 bar | 2015 | DEEPAK FIRE ENGINEERING WORK | A.Ramesh 9912223580 | SVR- INFRA
ACZ-FE-P-H2O-287 | P- block,6th floor | H2O | A | RED | NEWTECH | 9 Liters | 3A | 13.21 to 13.32 | 4.21 to 4.32 | 5˚c to 55˚c | 15 bar | 2015 | DEEPAK FIRE ENGINEERING WORK | A.Ramesh 9912223580 | SVR- INFRA
ACZ-FE-P-H2O-288 | P- block,7th floor | H2O | A | RED | NEWTECH | 9 Liters | 3A | 13.21 to 13.32 | 4.21 to 4.32 | 5˚c to 55˚c | 15 bar | 2015 | DEEPAK FIRE ENGINEERING WORK | A.Ramesh 9912223580 | SVR- INFRA
ACZ-FE-P-H2O-289 | P- block,7th floor | H2O | A | RED | NEWTECH | 9 Liters | 3A | 13.21 to 13.32 | 4.21 to 4.32 | 5˚c to 55˚c | 15 bar | 2015 | DEEPAK FIRE ENGINEERING WORK | A.Ramesh 9912223580 | SVR- INFRA
ACZ-FE-P-H2O-290 | P- block,8th floor | H2O | A | RED | NEWTECH | 9 Liters | 3A | 13.21 to 13.32 | 4.21 to 4.32 | 5˚c to 55˚c | 15 bar | 2015 | DEEPAK FIRE ENGINEERING WORK | A.Ramesh 9912223580 | SVR- INFRA
ACZ-FE-P-H2O-291 | P- block,8th floor | H2O | A | RED | NEWTECH | 9 Liters | 3A | 13.21 to 13.32 | 4.21 to 4.32 | 5˚c to 55˚c | 15 bar | 2015 | DEEPAK FIRE ENGINEERING WORK | A.Ramesh 9912223580 | SVR- INFRA
ACZ-FE-P-H2O-292 | P- block 9th floor | H2O | A | RED | NEWTECH | 9 Liters | 3A | 13.21 to 13.32 | 4.21 to 4.32 | 5˚c to 55˚c | 15 bar | 2015 | DEEPAK FIRE ENGINEERING WORK | A.Ramesh 9912223580 | SVR- INFRA
ACZ-FE-P-H2O-293 | P- block 9th floor | H2O | A | RED | NEWTECH | 9 Liters | 3A | 13.21 to 13.32 | 4.21 to 4.32 | 5˚c to 55˚c | 15 bar | 2015 | DEEPAK FIRE ENGINEERING WORK | A.Ramesh 9912223580 | SVR- INFRA
ACZ-FE-P-H2O-294 | P-block,Lift lobby | H2O | A | RED | NEWTECH | 9 Liters | 3A | 13.21 to 13.32 | 4.21 to 4.32 | 5˚c to 55˚c | 15 bar | 2015 | DEEPAK FIRE ENGINEERING WORK | A.Ramesh 9912223580 | SVR- INFRA
ACZ-FE-P-H2O-295 | P-block,Lift lobby | H2O | A | RED | NEWTECH | 9 Liters | 3A | 13.21 to 13.32 | 4.21 to 4.32 | 5˚c to 55˚c | 15 bar | 2015 | DEEPAK FIRE ENGINEERING WORK | A.Ramesh 9912223580 | SVR- INFRA
ACZ-FE-P-H2O-296 | Common area | H2O | A | RED | NEWTECH | 9 Liters | 3A | 13.21 to 13.32 | 4.21 to 4.32 | 5˚c to 55˚c | 15 bar | 2015 | DEEPAK FIRE ENGINEERING WORK | A.Ramesh 9912223580 | SVR- INFRA
ACZ-FE-Q-H2O-297 | Q- block,ground floor | H2O | A | RED | NEWTECH | 9 Liters | 3A | 13.21 to 13.32 | 4.21 to 4.32 | 5˚c to 55˚c | 15 bar | 2015 | DEEPAK FIRE ENGINEERING WORK | A.Ramesh 9912223580 | SVR- INFRA
ACZ-FE-Q-H2O-298 | Q- block,ground floor | H2O | A | RED | NEWTECH | 9 Liters | 3A | 13.21 to 13.32 | 4.21 to 4.32 | 5˚c to 55˚c | 15 bar | 2015 | DEEPAK FIRE ENGINEERING WORK | A.Ramesh 9912223580 | SVR- INFRA
ACZ-FE-Q-H2O-299 | Q- block,1st floor | H2O | A | RED | NEWTECH | 9 Liters | 3A | 13.21 to 13.32 | 4.21 to 4.32 | 5˚c to 55˚c | 15 bar | 2015 | DEEPAK FIRE ENGINEERING WORK | A.Ramesh 9912223580 | SVR- INFRA
ACZ-FE-Q-H2O-300 | Q- block,1st floor | H2O | A | RED | NEWTECH | 9 Liters | 3A | 13.21 to 13.32 | 4.21 to 4.32 | 5˚c to 55˚c | 15 bar | 2015 | DEEPAK FIRE ENGINEERING WORK | A.Ramesh 9912223580 | SVR- INFRA
ACZ-FE-Q-H2O-301 | Q- block,2nd floor | H2O | A | RED | NEWTECH | 9 Liters | 3A | 13.21 to 13.32 | 4.21 to 4.32 | 5˚c to 55˚c | 15 bar | 2015 | DEEPAK FIRE ENGINEERING WORK | A.Ramesh 9912223580 | SVR- INFRA
ACZ-FE-Q-H2O-302 | Q- block,2nd floor | H2O | A | RED | NEWTECH | 9 Liters | 3A | 13.21 to 13.32 | 4.21 to 4.32 | 5˚c to 55˚c | 15 bar | 2015 | DEEPAK FIRE ENGINEERING WORK | A.Ramesh 9912223580 | SVR- INFRA
ACZ-FE-Q-H2O-303 | Q- block,3rd floor | H2O | A | RED | NEWTECH | 9 Liters | 3A | 13.21 to 13.32 | 4.21 to 4.32 | 5˚c to 55˚c | 15 bar | 2015 | DEEPAK FIRE ENGINEERING WORK | A.Ramesh 9912223580 | SVR- INFRA
ACZ-FE-Q-H2O-304 | Q- block,3rd floor | H2O | A | RED | NEWTECH | 9 Liters | 3A | 13.21 to 13.32 | 4.21 to 4.32 | 5˚c to 55˚c | 15 bar | 2015 | DEEPAK FIRE ENGINEERING WORK | A.Ramesh 9912223580 | SVR- INFRA
ACZ-FE-Q-H2O-305 | Q- block,4th floor | H2O | A | RED | NEWTECH | 9 Liters | 3A | 13.21 to 13.32 | 4.21 to 4.32 | 5˚c to 55˚c | 15 bar | 2015 | DEEPAK FIRE ENGINEERING WORK | A.Ramesh 9912223580 | SVR- INFRA
ACZ-FE-Q-H2O-306 | Q- block,4th floor | H2O | A | RED | NEWTECH | 9 Liters | 3A | 13.21 to 13.32 | 4.21 to 4.32 | 5˚c to 55˚c | 15 bar | 2015 | DEEPAK FIRE ENGINEERING WORK | A.Ramesh 9912223580 | SVR- INFRA
ACZ-FE-Q-H2O-307 | Q- block,5th floor | H2O | A | RED | NEWTECH | 9 Liters | 3A | 13.21 to 13.32 | 4.21 to 4.32 | 5˚c to 55˚c | 15 bar | 2015 | DEEPAK FIRE ENGINEERING WORK | A.Ramesh 9912223580 | SVR- INFRA
ACZ-FE-Q-H2O-308 | Q- block,5th floor | H2O | A | RED | NEWTECH | 9 Liters | 3A | 13.21 to 13.32 | 4.21 to 4.32 | 5˚c to 55˚c | 15 bar | 2015 | DEEPAK FIRE ENGINEERING WORK | A.Ramesh 9912223580 | SVR- INFRA
ACZ-FE-Q-H2O-309 | Q- block,6th floor | H2O | A | RED | NEWTECH | 9 Liters | 3A | 13.21 to 13.32 | 4.21 to 4.32 | 5˚c to 55˚c | 15 bar | 2015 | DEEPAK FIRE ENGINEERING WORK | A.Ramesh 9912223580 | SVR- INFRA
ACZ-FE-Q-H2O-310 | Q- block,6th floor | H2O | A | RED | NEWTECH | 9 Liters | 3A | 13.21 to 13.32 | 4.21 to 4.32 | 5˚c to 55˚c | 15 bar | 2015 | DEEPAK FIRE ENGINEERING WORK | A.Ramesh 9912223580 | SVR- INFRA
ACZ-FE-Q-H2O-311 | Q- block,7th floor | H2O | A | RED | NEWTECH | 9 Liters | 3A | 13.21 to 13.32 | 4.21 to 4.32 | 5˚c to 55˚c | 15 bar | 2015 | DEEPAK FIRE ENGINEERING WORK | A.Ramesh 9912223580 | SVR- INFRA
ACZ-FE-Q-H2O-312 | Q- block,7th floor | H2O | A | RED | NEWTECH | 9 Liters | 3A | 13.21 to 13.32 | 4.21 to 4.32 | 5˚c to 55˚c | 15 bar | 2015 | DEEPAK FIRE ENGINEERING WORK | A.Ramesh 9912223580 | SVR- INFRA
ACZ-FE-Q-H2O-313 | Q- block,8th floor | H2O | A | RED | NEWTECH | 9 Liters | 3A | 13.21 to 13.32 | 4.21 to 4.32 | 5˚c to 55˚c | 15 bar | 2015 | DEEPAK FIRE ENGINEERING WORK | A.Ramesh 9912223580 | SVR- INFRA
ACZ-FE-Q-H2O-314 | Q- block,8th floor | H2O | A | RED | NEWTECH | 9 Liters | 3A | 13.21 to 13.32 | 4.21 to 4.32 | 5˚c to 55˚c | 15 bar | 2015 | DEEPAK FIRE ENGINEERING WORK | A.Ramesh 9912223580 | SVR- INFRA
ACZ-FE-Q-H2O-315 | Q- block 9th floor | H2O | A | RED | NEWTECH | 9 Liters | 3A | 13.21 to 13.32 | 4.21 to 4.32 | 5˚c to 55˚c | 15 bar | 2015 | DEEPAK FIRE ENGINEERING WORK | A.Ramesh 9912223580 | SVR- INFRA
ACZ-FE-Q-H2O-316 | Q- block 9th floor | H2O | A | RED | NEWTECH | 9 Liters | 3A | 13.21 to 13.32 | 4.21 to 4.32 | 5˚c to 55˚c | 15 bar | 2015 | DEEPAK FIRE ENGINEERING WORK | A.Ramesh 9912223580 | SVR- INFRA
ACZ-FE-Q-H2O-317 | Q-block,Lift lobby | H2O | A | RED | NEWTECH | 9 Liters | 3A | 13.21 to 13.32 | 4.21 to 4.32 | 5˚c to 55˚c | 15 bar | 2015 | DEEPAK FIRE ENGINEERING WORK | A.Ramesh 9912223580 | SVR- INFRA
ACZ-FE-Q-H2O-318 | Q-block,Lift lobby | H2O | A | RED | NEWTECH | 9 Liters | 3A | 13.21 to 13.32 | 4.21 to 4.32 | 5˚c to 55˚c | 15 bar | 2015 | DEEPAK FIRE ENGINEERING WORK | A.Ramesh 9912223580 | SVR- INFRA
ACZ-FE-Q-H2O-319 | Common area | H2O | A | RED | NEWTECH | 9 Liters | 3A | 13.21 to 13.32 | 4.21 to 4.32 | 5˚c to 55˚c | 15 bar | 2015 | DEEPAK FIRE ENGINEERING WORK | A.Ramesh 9912223580 | SVR- INFRA
ACZ-FE-Q-H2O-320 | Common area | H2O | A | RED | NEWTECH | 9 Liters | 3A | 13.21 to 13.32 | 4.21 to 4.32 | 5˚c to 55˚c | 15 bar | 2015 | DEEPAK FIRE ENGINEERING WORK | A.Ramesh 9912223580 | SVR- INFRA
ACZ-FE-R-H2O-321 | R-block,groun floor | H2O | A | RED | NEWTECH | 9 Liters | 3A | 13.21 to 13.32 | 4.21 to 4.32 | 5˚c to 55˚c | 15 bar | 2015 | DEEPAK FIRE ENGINEERING WORK | A.Ramesh 9912223580 | SVR- INFRA
ACZ-FE-R-H2O-322 | R-block,1st floor | H2O | A | RED | NEWTECH | 9 Liters | 3A | 13.21 to 13.32 | 4.21 to 4.32 | 5˚c to 55˚c | 15 bar | 2015 | DEEPAK FIRE ENGINEERING WORK | A.Ramesh 9912223580 | SVR- INFRA
ACZ-FE-R-H2O-323 | R-block,2nd floor | H2O | A | RED | NEWTECH | 9 Liters | 3A | 13.21 to 13.32 | 4.21 to 4.32 | 5˚c to 55˚c | 15 bar | 2015 | DEEPAK FIRE ENGINEERING WORK | A.Ramesh 9912223580 | SVR- INFRA
ACZ-FE-R-H2O-324 | R-block,3rd floor | H2O | A | RED | NEWTECH | 9 Liters | 3A | 13.21 to 13.32 | 4.21 to 4.32 | 5˚c to 55˚c | 15 bar | 2015 | DEEPAK FIRE ENGINEERING WORK | A.Ramesh 9912223580 | SVR- INFRA
ACZ-FE-R-H2O-325 | R-block,4th floor | H2O | A | RED | NEWTECH | 9 Liters | 3A | 13.21 to 13.32 | 4.21 to 4.32 | 5˚c to 55˚c | 15 bar | 2015 | DEEPAK FIRE ENGINEERING WORK | A.Ramesh 9912223580 | SVR- INFRA
ACZ-FE-R-H2O-326 | R-block,Lift lobby | H2O | A | RED | NEWTECH | 9 Liters | 3A | 13.21 to 13.32 | 4.21 to 4.32 | 5˚c to 55˚c | 15 bar | 2015 | DEEPAK FIRE ENGINEERING WORK | A.Ramesh 9912223580 | SVR- INFRA
ACZ-FE-R-H2O-327 | Common area | H2O | A | RED | NEWTECH | 9 Liters | 3A | 13.21 to 13.32 | 4.21 to 4.32 | 5˚c to 55˚c | 15 bar | 2015 | DEEPAK FIRE ENGINEERING WORK | A.Ramesh 9912223580 | SVR- INFRA
ACZ-FE-S-H2O-328 | S- block,ground floor | H2O | A | RED | NEWTECH | 9 Liters | 3A | 13.21 to 13.32 | 4.21 to 4.32 | 5˚c to 55˚c | 15 bar | 2015 | DEEPAK FIRE ENGINEERING WORK | A.Ramesh 9912223580 | SVR- INFRA
ACZ-FE-S-H2O-329 | S- block,ground floor | H2O | A | RED | NEWTECH | 9 Liters | 3A | 13.21 to 13.32 | 4.21 to 4.32 | 5˚c to 55˚c | 15 bar | 2015 | DEEPAK FIRE ENGINEERING WORK | A.Ramesh 9912223580 | SVR- INFRA
ACZ-FE-S-H2O-330 | S- block,1st floor | H2O | A | RED | NEWTECH | 9 Liters | 3A | 13.21 to 13.32 | 4.21 to 4.32 | 5˚c to 55˚c | 15 bar | 2015 | DEEPAK FIRE ENGINEERING WORK | A.Ramesh 9912223580 | SVR- INFRA
ACZ-FE-S-H2O-331 | S- block,1st floor | H2O | A | RED | NEWTECH | 9 Liters | 3A | 13.21 to 13.32 | 4.21 to 4.32 | 5˚c to 55˚c | 15 bar | 2015 | DEEPAK FIRE ENGINEERING WORK | A.Ramesh 9912223580 | SVR- INFRA
ACZ-FE-S-H2O-332 | S- block,2nd floor | H2O | A | RED | NEWTECH | 9 Liters | 3A | 13.21 to 13.32 | 4.21 to 4.32 | 5˚c to 55˚c | 15 bar | 2015 | DEEPAK FIRE ENGINEERING WORK | A.Ramesh 9912223580 | SVR- INFRA
ACZ-FE-S-H2O-333 | S- block,2nd floor | H2O | A | RED | NEWTECH | 9 Liters | 3A | 13.21 to 13.32 | 4.21 to 4.32 | 5˚c to 55˚c | 15 bar | 2015 | DEEPAK FIRE ENGINEERING WORK | A.Ramesh 9912223580 | SVR- INFRA
ACZ-FE-S-H2O-334 | S- block,3rd floor | H2O | A | RED | NEWTECH | 9 Liters | 3A | 13.21 to 13.32 | 4.21 to 4.32 | 5˚c to 55˚c | 15 bar | 2015 | DEEPAK FIRE ENGINEERING WORK | A.Ramesh 9912223580 | SVR- INFRA
ACZ-FE-S-H2O-335 | S- block,3rd floor | H2O | A | RED | NEWTECH | 9 Liters | 3A | 13.21 to 13.32 | 4.21 to 4.32 | 5˚c to 55˚c | 15 bar | 2015 | DEEPAK FIRE ENGINEERING WORK | A.Ramesh 9912223580 | SVR- INFRA
ACZ-FE-S-H2O-336 | S- block,4th floor | H2O | A | RED | NEWTECH | 9 Liters | 3A | 13.21 to 13.32 | 4.21 to 4.32 | 5˚c to 55˚c | 15 bar | 2015 | DEEPAK FIRE ENGINEERING WORK | A.Ramesh 9912223580 | SVR- INFRA
ACZ-FE-S-H2O-337 | S- block,4th floor | H2O | A | RED | NEWTECH | 9 Liters | 3A | 13.21 to 13.32 | 4.21 to 4.32 | 5˚c to 55˚c | 15 bar | 2015 | DEEPAK FIRE ENGINEERING WORK | A.Ramesh 9912223580 | SVR- INFRA
ACZ-FE-S-H2O-338 | S- block,5th floor | H2O | A | RED | NEWTECH | 9 Liters | 3A | 13.21 to 13.32 | 4.21 to 4.32 | 5˚c to 55˚c | 15 bar | 2015 | DEEPAK FIRE ENGINEERING WORK | A.Ramesh 9912223580 | SVR- INFRA
ACZ-FE-S-H2O-339 | S- block,5th floor | H2O | A | RED | NEWTECH | 9 Liters | 3A | 13.21 to 13.32 | 4.21 to 4.32 | 5˚c to 55˚c | 15 bar | 2015 | DEEPAK FIRE ENGINEERING WORK | A.Ramesh 9912223580 | SVR- INFRA
ACZ-FE-S-H2O-340 | S- block,6th floor | H2O | A | RED | NEWTECH | 9 Liters | 3A | 13.21 to 13.32 | 4.21 to 4.32 | 5˚c to 55˚c | 15 bar | 2015 | DEEPAK FIRE ENGINEERING WORK | A.Ramesh 9912223580 | SVR- INFRA
ACZ-FE-S-H2O-341 | S- block,6th floor | H2O | A | RED | NEWTECH | 9 Liters | 3A | 13.21 to 13.32 | 4.21 to 4.32 | 5˚c to 55˚c | 15 bar | 2015 | DEEPAK FIRE ENGINEERING WORK | A.Ramesh 9912223580 | SVR- INFRA
ACZ-FE-S-H2O-342 | S- block,7th floor | H2O | A | RED | NEWTECH | 9 Liters | 3A | 13.21 to 13.32 | 4.21 to 4.32 | 5˚c to 55˚c | 15 bar | 2015 | DEEPAK FIRE ENGINEERING WORK | A.Ramesh 9912223580 | SVR- INFRA
ACZ-FE-S-H2O-343 | S- block,7th floor | H2O | A | RED | NEWTECH | 9 Liters | 3A | 13.21 to 13.32 | 4.21 to 4.32 | 5˚c to 55˚c | 15 bar | 2015 | DEEPAK FIRE ENGINEERING WORK | A.Ramesh 9912223580 | SVR- INFRA
ACZ-FE-S-H2O-344 | S- block,8th floor | H2O | A | RED | NEWTECH | 9 Liters | 3A | 13.21 to 13.32 | 4.21 to 4.32 | 5˚c to 55˚c | 15 bar | 2015 | DEEPAK FIRE ENGINEERING WORK | A.Ramesh 9912223580 | SVR- INFRA
ACZ-FE-S-H2O-345 | S- block,8th floor | H2O | A | RED | NEWTECH | 9 Liters | 3A | 13.21 to 13.32 | 4.21 to 4.32 | 5˚c to 55˚c | 15 bar | 2015 | DEEPAK FIRE ENGINEERING WORK | A.Ramesh 9912223580 | SVR- INFRA
ACZ-FE-S-H2O-346 | S- block 9th floor | H2O | A | RED | NEWTECH | 9 Liters | 3A | 13.21 to 13.32 | 4.21 to 4.32 | 5˚c to 55˚c | 15 bar | 2015 | DEEPAK FIRE ENGINEERING WORK | A.Ramesh 9912223580 | SVR- INFRA
ACZ-FE-S-H2O-347 | S- block 9th floor | H2O | A | RED | NEWTECH | 9 Liters | 3A | 13.21 to 13.32 | 4.21 to 4.32 | 5˚c to 55˚c | 15 bar | 2015 | DEEPAK FIRE ENGINEERING WORK | A.Ramesh 9912223580 | SVR- INFRA
ACZ-FE-S-H2O-348 | S-block,Lift lobby | H2O | A | RED | NEWTECH | 9 Liters | 3A | 13.21 to 13.32 | 4.21 to 4.32 | 5˚c to 55˚c | 15 bar | 2015 | DEEPAK FIRE ENGINEERING WORK | A.Ramesh 9912223580 | SVR- INFRA
ACZ-FE-S-H2O-349 | S-block,Lift lobby | H2O | A | RED | NEWTECH | 9 Liters | 3A | 13.21 to 13.32 | 4.21 to 4.32 | 5˚c to 55˚c | 15 bar | 2015 | DEEPAK FIRE ENGINEERING WORK | A.Ramesh 9912223580 | SVR- INFRA
ACZ-FE-S-H2O-350 | Common area | H2O | A | RED | NEWTECH | 9 Liters | 3A | 13.21 to 13.32 | 4.21 to 4.32 | 5˚c to 55˚c | 15 bar | 2015 | DEEPAK FIRE ENGINEERING WORK | A.Ramesh 9912223580 | SVR- INFRA
ACZ-FE-S-H2O-351 | Common area | H2O | A | RED | NEWTECH | 9 Liters | 3A | 13.21 to 13.32 | 4.21 to 4.32 | 5˚c to 55˚c | 15 bar | 2015 | DEEPAK FIRE ENGINEERING WORK | A.Ramesh 9912223580 | SVR- INFRA
ACZ-FE-S-H2O-352 | S-block,Lift lobby | H2O | A | RED | NEWTECH | 9 Liters | 3A | 13.21 to 13.32 | 4.21 to 4.32 | 5˚c to 55˚c | 15 bar | 2015 | DEEPAK FIRE ENGINEERING WORK | A.Ramesh 9912223580 | SVR- INFRA
ACZ-FE-S-H2O-353 | S-block,Lift lobby | H2O | A | RED | NEWTECH | 9 Liters | 3A | 13.21 to 13.32 | 4.21 to 4.32 | 5˚c to 55˚c | 15 bar | 2015 | DEEPAK FIRE ENGINEERING WORK | A.Ramesh 9912223580 | SVR- INFRA
ACZ-FE-S-H2O-354 | Common area | H2O | A | RED | NEWTECH | 9 Liters | 3A | 13.21 to 13.32 | 4.21 to 4.32 | 5˚c to 55˚c | 15 bar | 2015 | DEEPAK FIRE ENGINEERING WORK | A.Ramesh 9912223580 | SVR- INFRA
ACZ-FE-S-H2O-355 | Common area | H2O | A | RED | NEWTECH | 9 Liters | 3A | 13.21 to 13.32 | 4.21 to 4.32 | 5˚c to 55˚c | 15 bar | 2015 | DEEPAK FIRE ENGINEERING WORK | A.Ramesh 9912223580 | SVR- INFRA
ACZ-FE-S-H2O-356 | Common area | H2O | A | RED | NEWTECH | 9 Liters | 3A | 13.21 to 13.32 | 4.21 to 4.32 | 5˚c to 55˚c | 15 bar | 2015 | DEEPAK FIRE ENGINEERING WORK | A.Ramesh 9912223580 | SVR- INFRA
ACZ-FE-T-H2O-357 | T- block,ground floor | H2O | A | RED | NEWTECH | 9 Liters | 3A | 13.21 to 13.32 | 4.21 to 4.32 | 5˚c to 55˚c | 15 bar | 2015 | DEEPAK FIRE ENGINEERING WORK | A.Ramesh 9912223580 | SVR- INFRA
ACZ-FE-T-H2O-358 | T- block,ground floor | H2O | A | RED | NEWTECH | 9 Liters | 3A | 13.21 to 13.32 | 4.21 to 4.32 | 5˚c to 55˚c | 15 bar | 2015 | DEEPAK FIRE ENGINEERING WORK | A.Ramesh 9912223580 | SVR- INFRA
ACZ-FE-T-H2O-359 | T- block,1st floor | H2O | A | RED | NEWTECH | 9 Liters | 3A | 13.21 to 13.32 | 4.21 to 4.32 | 5˚c to 55˚c | 15 bar | 2015 | DEEPAK FIRE ENGINEERING WORK | A.Ramesh 9912223580 | SVR- INFRA
ACZ-FE-T-H2O-360 | T- block,1st floor | H2O | A | RED | NEWTECH | 9 Liters | 3A | 13.21 to 13.32 | 4.21 to 4.32 | 5˚c to 55˚c | 15 bar | 2015 | DEEPAK FIRE ENGINEERING WORK | A.Ramesh 9912223580 | SVR- INFRA
ACZ-FE-T-H2O-361 | T- block,2nd floor | H2O | A | RED | NEWTECH | 9 Liters | 3A | 13.21 to 13.32 | 4.21 to 4.32 | 5˚c to 55˚c | 15 bar | 2015 | DEEPAK FIRE ENGINEERING WORK | A.Ramesh 9912223580 | SVR- INFRA
ACZ-FE-T-H2O-362 | T- block,2nd floor | H2O | A | RED | NEWTECH | 9 Liters | 3A | 13.21 to 13.32 | 4.21 to 4.32 | 5˚c to 55˚c | 15 bar | 2015 | DEEPAK FIRE ENGINEERING WORK | A.Ramesh 9912223580 | SVR- INFRA
ACZ-FE-T-H2O-363 | T- block,3rd floor | H2O | A | RED | NEWTECH | 9 Liters | 3A | 13.21 to 13.32 | 4.21 to 4.32 | 5˚c to 55˚c | 15 bar | 2015 | DEEPAK FIRE ENGINEERING WORK | A.Ramesh 9912223580 | SVR- INFRA
ACZ-FE-T-H2O-364 | T- block,3rd floor | H2O | A | RED | NEWTECH | 9 Liters | 3A | 13.21 to 13.32 | 4.21 to 4.32 | 5˚c to 55˚c | 15 bar | 2015 | DEEPAK FIRE ENGINEERING WORK | A.Ramesh 9912223580 | SVR- INFRA
ACZ-FE-T-H2O-365 | T- block,4th floor | H2O | A | RED | NEWTECH | 9 Liters | 3A | 13.21 to 13.32 | 4.21 to 4.32 | 5˚c to 55˚c | 15 bar | 2015 | DEEPAK FIRE ENGINEERING WORK | A.Ramesh 9912223580 | SVR- INFRA
ACZ-FE-T-H2O-366 | T- block,4th floor | H2O | A | RED | NEWTECH | 9 Liters | 3A | 13.21 to 13.32 | 4.21 to 4.32 | 5˚c to 55˚c | 15 bar | 2015 | DEEPAK FIRE ENGINEERING WORK | A.Ramesh 9912223580 | SVR- INFRA
ACZ-FE-T-H2O-367 | T- block,5th floor | H2O | A | RED | NEWTECH | 9 Liters | 3A | 13.21 to 13.32 | 4.21 to 4.32 | 5˚c to 55˚c | 15 bar | 2015 | DEEPAK FIRE ENGINEERING WORK | A.Ramesh 9912223580 | SVR- INFRA
ACZ-FE-T-H2O-368 | T- block,5th floor | H2O | A | RED | NEWTECH | 9 Liters | 3A | 13.21 to 13.32 | 4.21 to 4.32 | 5˚c to 55˚c | 15 bar | 2015 | DEEPAK FIRE ENGINEERING WORK | A.Ramesh 9912223580 | SVR- INFRA
ACZ-FE-T-H2O-369 | T- block,6th floor | H2O | A | RED | NEWTECH | 9 Liters | 3A | 13.21 to 13.32 | 4.21 to 4.32 | 5˚c to 55˚c | 15 bar | 2015 | DEEPAK FIRE ENGINEERING WORK | A.Ramesh 9912223580 | SVR- INFRA
ACZ-FE-T-H2O-370 | T- block,6th floor | H2O | A | RED | NEWTECH | 9 Liters | 3A | 13.21 to 13.32 | 4.21 to 4.32 | 5˚c to 55˚c | 15 bar | 2015 | DEEPAK FIRE ENGINEERING WORK | A.Ramesh 9912223580 | SVR- INFRA
ACZ-FE-T-H2O-371 | T- block,7th floor | H2O | A | RED | NEWTECH | 9 Liters | 3A | 13.21 to 13.32 | 4.21 to 4.32 | 5˚c to 55˚c | 15 bar | 2015 | DEEPAK FIRE ENGINEERING WORK | A.Ramesh 9912223580 | SVR- INFRA
ACZ-FE-T-H2O-372 | T- block,7th floor | H2O | A | RED | NEWTECH | 9 Liters | 3A | 13.21 to 13.32 | 4.21 to 4.32 | 5˚c to 55˚c | 15 bar | 2015 | DEEPAK FIRE ENGINEERING WORK | A.Ramesh 9912223580 | SVR- INFRA
ACZ-FE-T-H2O-373 | T- block,8th floor | H2O | A | RED | NEWTECH | 9 Liters | 3A | 13.21 to 13.32 | 4.21 to 4.32 | 5˚c to 55˚c | 15 bar | 2015 | DEEPAK FIRE ENGINEERING WORK | A.Ramesh 9912223580 | SVR- INFRA
ACZ-FE-T-H2O-374 | T- block,8th floor | H2O | A | RED | NEWTECH | 9 Liters | 3A | 13.21 to 13.32 | 4.21 to 4.32 | 5˚c to 55˚c | 15 bar | 2015 | DEEPAK FIRE ENGINEERING WORK | A.Ramesh 9912223580 | SVR- INFRA
ACZ-FE-T-H2O-375 | T- block 9th floor | H2O | A | RED | NEWTECH | 9 Liters | 3A | 13.21 to 13.32 | 4.21 to 4.32 | 5˚c to 55˚c | 15 bar | 2015 | DEEPAK FIRE ENGINEERING WORK | A.Ramesh 9912223580 | SVR- INFRA
ACZ-FE-T-H2O-376 | T- block 9th floor | H2O | A | RED | NEWTECH | 9 Liters | 3A | 13.21 to 13.32 | 4.21 to 4.32 | 5˚c to 55˚c | 15 bar | 2015 | DEEPAK FIRE ENGINEERING WORK | A.Ramesh 9912223580 | SVR- INFRA
ACZ-FE-T-H2O-377 | T-block,Lift lobby | H2O | A | RED | NEWTECH | 9 Liters | 3A | 13.21 to 13.32 | 4.21 to 4.32 | 5˚c to 55˚c | 15 bar | 2015 | DEEPAK FIRE ENGINEERING WORK | A.Ramesh 9912223580 | SVR- INFRA
ACZ-FE-T-H2O-378 | T-block,Lift lobby | H2O | A | RED | NEWTECH | 9 Liters | 3A | 13.21 to 13.32 | 4.21 to 4.32 | 5˚c to 55˚c | 15 bar | 2015 | DEEPAK FIRE ENGINEERING WORK | A.Ramesh 9912223580 | SVR- INFRA
ACZ-FE-T-H2O-379 | Common area | H2O | A | RED | NEWTECH | 9 Liters | 3A | 13.21 to 13.32 | 4.21 to 4.32 | 5˚c to 55˚c | 15 bar | 2015 | DEEPAK FIRE ENGINEERING WORK | A.Ramesh 9912223580 | SVR- INFRA
ACZ-FE-T-H2O-380 | Common area | H2O | A | RED | NEWTECH | 9 Liters | 3A | 13.21 to 13.32 | 4.21 to 4.32 | 5˚c to 55˚c | 15 bar | 2015 | DEEPAK FIRE ENGINEERING WORK | A.Ramesh 9912223580 | SVR- INFRA
ACZ-FE-T-H2O-381 | Common area | H2O | A | RED | NEWTECH | 9 Liters | 3A | 13.21 to 13.32 | 4.21 to 4.32 | 5˚c to 55˚c | 15 bar | 2015 | DEEPAK FIRE ENGINEERING WORK | A.Ramesh 9912223580 | SVR- INFRA
ACZ-FE-T-H2O-382 | Common area | H2O | A | RED | NEWTECH | 9 Liters | 3A | 13.21 to 13.32 | 4.21 to 4.32 | 5˚c to 55˚c | 15 bar | 2015 | DEEPAK FIRE ENGINEERING WORK | A.Ramesh 9912223580 | SVR- INFRA
ACZ-FE-T-H2O-383 | T-block,Lift lobby | H2O | A | RED | NEWTECH | 9 Liters | 3A | 13.21 to 13.32 | 4.21 to 4.32 | 5˚c to 55˚c | 15 bar | 2015 | DEEPAK FIRE ENGINEERING WORK | A.Ramesh 9912223580 | SVR- INFRA
ACZ-FE-T-H2O-384 | T-block,Lift lobby | H2O | A | RED | NEWTECH | 9 Liters | 3A | 13.21 to 13.32 | 4.21 to 4.32 | 5˚c to 55˚c | 15 bar | 2015 | DEEPAK FIRE ENGINEERING WORK | A.Ramesh 9912223580 | SVR- INFRA
ACZ-FE-T-H2O-385 | Common area | H2O | A | RED | NEWTECH | 9 Liters | 3A | 13.21 to 13.32 | 4.21 to 4.32 | 5˚c to 55˚c | 15 bar | 2015 | DEEPAK FIRE ENGINEERING WORK | A.Ramesh 9912223580 | SVR- INFRA
ACZ-FE-T-H2O-386 | Common area | H2O | A | RED | NEWTECH | 9 Liters | 3A | 13.21 to 13.32 | 4.21 to 4.32 | 5˚c to 55˚c | 15 bar | 2015 | DEEPAK FIRE ENGINEERING WORK | A.Ramesh 9912223580 | SVR- INFRA
ACZ-FE-T-H2O-387 | Common area | H2O | A | RED | NEWTECH | 9 Liters | 3A | 13.21 to 13.32 | 4.21 to 4.32 | 5˚c to 55˚c | 15 bar | 2015 | DEEPAK FIRE ENGINEERING WORK | A.Ramesh 9912223580 | SVR- INFRA
ACZ-FE-U-H2O-388 | U- block,ground floor | H2O | A | RED | NEWTECH | 9 Liters | 3A | 13.21 to 13.32 | 4.21 to 4.32 | 5˚c to 55˚c | 15 bar | 2015 | DEEPAK FIRE ENGINEERING WORK | A.Ramesh 9912223580 | SVR- INFRA
ACZ-FE-U-H2O-389 | U- block,ground floor | H2O | A | RED | NEWTECH | 9 Liters | 3A | 13.21 to 13.32 | 4.21 to 4.32 | 5˚c to 55˚c | 15 bar | 2015 | DEEPAK FIRE ENGINEERING WORK | A.Ramesh 9912223580 | SVR- INFRA
ACZ-FE-U-H2O-390 | U- block,1st floor | H2O | A | RED | NEWTECH | 9 Liters | 3A | 13.21 to 13.32 | 4.21 to 4.32 | 5˚c to 55˚c | 15 bar | 2015 | DEEPAK FIRE ENGINEERING WORK | A.Ramesh 9912223580 | SVR- INFRA
ACZ-FE-U-H2O-391 | U- block,1st floor | H2O | A | RED | NEWTECH | 9 Liters | 3A | 13.21 to 13.32 | 4.21 to 4.32 | 5˚c to 55˚c | 15 bar | 2015 | DEEPAK FIRE ENGINEERING WORK | A.Ramesh 9912223580 | SVR- INFRA
ACZ-FE-U-H2O-392 | U- block,2nd floor | H2O | A | RED | NEWTECH | 9 Liters | 3A | 13.21 to 13.32 | 4.21 to 4.32 | 5˚c to 55˚c | 15 bar | 2015 | DEEPAK FIRE ENGINEERING WORK | A.Ramesh 9912223580 | SVR- INFRA
ACZ-FE-U-H2O-393 | U- block,2nd floor | H2O | A | RED | NEWTECH | 9 Liters | 3A | 13.21 to 13.32 | 4.21 to 4.32 | 5˚c to 55˚c | 15 bar | 2015 | DEEPAK FIRE ENGINEERING WORK | A.Ramesh 9912223580 | SVR- INFRA
ACZ-FE-U-H2O-394 | U- block,3rd floor | H2O | A | RED | NEWTECH | 9 Liters | 3A | 13.21 to 13.32 | 4.21 to 4.32 | 5˚c to 55˚c | 15 bar | 2015 | DEEPAK FIRE ENGINEERING WORK | A.Ramesh 9912223580 | SVR- INFRA
ACZ-FE-U-H2O-395 | U- block,3rd floor | H2O | A | RED | NEWTECH | 9 Liters | 3A | 13.21 to 13.32 | 4.21 to 4.32 | 5˚c to 55˚c | 15 bar | 2015 | DEEPAK FIRE ENGINEERING WORK | A.Ramesh 9912223580 | SVR- INFRA
ACZ-FE-U-H2O-396 | U- block,4th floor | H2O | A | RED | NEWTECH | 9 Liters | 3A | 13.21 to 13.32 | 4.21 to 4.32 | 5˚c to 55˚c | 15 bar | 2015 | DEEPAK FIRE ENGINEERING WORK | A.Ramesh 9912223580 | SVR- INFRA
ACZ-FE-U-H2O-397 | U- block,4th floor | H2O | A | RED | NEWTECH | 9 Liters | 3A | 13.21 to 13.32 | 4.21 to 4.32 | 5˚c to 55˚c | 15 bar | 2015 | DEEPAK FIRE ENGINEERING WORK | A.Ramesh 9912223580 | SVR- INFRA
ACZ-FE-U-H2O-398 | U- block,5th floor | H2O | A | RED | NEWTECH | 9 Liters | 3A | 13.21 to 13.32 | 4.21 to 4.32 | 5˚c to 55˚c | 15 bar | 2015 | DEEPAK FIRE ENGINEERING WORK | A.Ramesh 9912223580 | SVR- INFRA
ACZ-FE-U-H2O-399 | U- block,5th floor | H2O | A | RED | NEWTECH | 9 Liters | 3A | 13.21 to 13.32 | 4.21 to 4.32 | 5˚c to 55˚c | 15 bar | 2015 | DEEPAK FIRE ENGINEERING WORK | A.Ramesh 9912223580 | SVR- INFRA
ACZ-FE-U-H2O-400 | U- block,6th floor | H2O | A | RED | NEWTECH | 9 Liters | 3A | 13.21 to 13.32 | 4.21 to 4.32 | 5˚c to 55˚c | 15 bar | 2015 | DEEPAK FIRE ENGINEERING WORK | A.Ramesh 9912223580 | SVR- INFRA
ACZ-FE-U-H2O-401 | U- block,6th floor | H2O | A | RED | NEWTECH | 9 Liters | 3A | 13.21 to 13.32 | 4.21 to 4.32 | 5˚c to 55˚c | 15 bar | 2015 | DEEPAK FIRE ENGINEERING WORK | A.Ramesh 9912223580 | SVR- INFRA
ACZ-FE-U-H2O-402 | U- block,7th floor | H2O | A | RED | NEWTECH | 9 Liters | 3A | 13.21 to 13.32 | 4.21 to 4.32 | 5˚c to 55˚c | 15 bar | 2015 | DEEPAK FIRE ENGINEERING WORK | A.Ramesh 9912223580 | SVR- INFRA
ACZ-FE-U-H2O-403 | U- block,7th floor | H2O | A | RED | NEWTECH | 9 Liters | 3A | 13.21 to 13.32 | 4.21 to 4.32 | 5˚c to 55˚c | 15 bar | 2015 | DEEPAK FIRE ENGINEERING WORK | A.Ramesh 9912223580 | SVR- INFRA
ACZ-FE-U-H2O-404 | U- block,8th floor | H2O | A | RED | NEWTECH | 9 Liters | 3A | 13.21 to 13.32 | 4.21 to 4.32 | 5˚c to 55˚c | 15 bar | 2015 | DEEPAK FIRE ENGINEERING WORK | A.Ramesh 9912223580 | SVR- INFRA
ACZ-FE-U-H2O-405 | U- block,8th floor | H2O | A | RED | NEWTECH | 9 Liters | 3A | 13.21 to 13.32 | 4.21 to 4.32 | 5˚c to 55˚c | 15 bar | 2015 | DEEPAK FIRE ENGINEERING WORK | A.Ramesh 9912223580 | SVR- INFRA
ACZ-FE-U-H2O-406 | U- block 9th floor | H2O | A | RED | NEWTECH | 9 Liters | 3A | 13.21 to 13.32 | 4.21 to 4.32 | 5˚c to 55˚c | 15 bar | 2015 | DEEPAK FIRE ENGINEERING WORK | A.Ramesh 9912223580 | SVR- INFRA
ACZ-FE-U-H2O-407 | U- block 9th floor | H2O | A | RED | NEWTECH | 9 Liters | 3A | 13.21 to 13.32 | 4.21 to 4.32 | 5˚c to 55˚c | 15 bar | 2015 | DEEPAK FIRE ENGINEERING WORK | A.Ramesh 9912223580 | SVR- INFRA
ACZ-FE-U-H2O-408 | U-block,Lift lobby | H2O | A | RED | NEWTECH | 9 Liters | 3A | 13.21 to 13.32 | 4.21 to 4.32 | 5˚c to 55˚c | 15 bar | 2015 | DEEPAK FIRE ENGINEERING WORK | A.Ramesh 9912223580 | SVR- INFRA
ACZ-FE-U-H2O-409 | U-block,Lift lobby | H2O | A | RED | NEWTECH | 9 Liters | 3A | 13.21 to 13.32 | 4.21 to 4.32 | 5˚c to 55˚c | 15 bar | 2015 | DEEPAK FIRE ENGINEERING WORK | A.Ramesh 9912223580 | SVR- INFRA
ACZ-FE-U-H2O-410 | Common area | H2O | A | RED | NEWTECH | 9 Liters | 3A | 13.21 to 13.32 | 4.21 to 4.32 | 5˚c to 55˚c | 15 bar | 2015 | DEEPAK FIRE ENGINEERING WORK | A.Ramesh 9912223580 | SVR- INFRA
ACZ-FE-U-H2O-411 | U-block,Lift lobby | H2O | A | RED | NEWTECH | 9 Liters | 3A | 13.21 to 13.32 | 4.21 to 4.32 | 5˚c to 55˚c | 15 bar | 2015 | DEEPAK FIRE ENGINEERING WORK | A.Ramesh 9912223580 | SVR- INFRA
ACZ-FE-U-H2O-412 | U-block,Lift lobby | H2O | A | RED | NEWTECH | 9 Liters | 3A | 13.21 to 13.32 | 4.21 to 4.32 | 5˚c to 55˚c | 15 bar | 2015 | DEEPAK FIRE ENGINEERING WORK | A.Ramesh 9912223580 | SVR- INFRA
ACZ-FE-U-H2O-413 | Common area | H2O | A | RED | NEWTECH | 9 Liters | 3A | 13.21 to 13.32 | 4.21 to 4.32 | 5˚c to 55˚c | 15 bar | 2015 | DEEPAK FIRE ENGINEERING WORK | A.Ramesh 9912223580 | SVR- INFRA
ACZ-FE-U-H2O-414 | Common area | H2O | A | RED | NEWTECH | 9 Liters | 3A | 13.21 to 13.32 | 4.21 to 4.32 | 5˚c to 55˚c | 15 bar | 2015 | DEEPAK FIRE ENGINEERING WORK | A.Ramesh 9912223580 | SVR- INFRA
ACZ-FE-CH-H2O-415 | Guest room coridor | H2O | A | RED | NEWTECH | 9 Liters | 3A | 13.21 to 13.32 | 4.21 to 4.32 | 5˚c to 55˚c | 15 bar | 2015 | DEEPAK FIRE ENGINEERING WORK | N.SAMPATH KUMAR,939456194 | SVR- INFRA
ACZ-FE-CH-H2O-416 | Guest room coridor | H2O | A | RED | NEWTECH | 9 Liters | 3A | 13.21 to 13.32 | 4.21 to 4.32 | 5˚c to 55˚c | 15 bar | 2015 | DEEPAK FIRE ENGINEERING WORK | N.SAMPATH KUMAR,939456194 | SS-INFRA
ACZ-FE-CH-H2O-417 | Guest room coridor | H2O | A | RED | NEWTECH | 9 Liters | 3A | 13.21 to 13.32 | 4.21 to 4.32 | 5˚c to 55˚c | 15 bar | 2015 | DEEPAK FIRE ENGINEERING WORK | N.SAMPATH KUMAR,939456194 | SS-INFRA
ACZ-FE-CH-H2O-418 | Guest room coridor | H2O | A | RED | NEWTECH | 9 Liters | 3A | 13.21 to 13.32 | 4.21 to 4.32 | 5˚c to 55˚c | 15 bar | 2015 | DEEPAK FIRE ENGINEERING WORK | N.SAMPATH KUMAR,939456194 | SS-INFRA
ACZ-FE-CH-H2O-419 | 3rd floor lift area | H2O | A | RED | NEWTECH | 9 Liters | 3A | 13.21 to 13.32 | 4.21 to 4.32 | 5˚c to 55˚c | 15 bar | 2015 | DEEPAK FIRE ENGINEERING WORK | N.SAMPATH KUMAR,939456194 | SS-INFRA
ACZ-FE-CH-H2O-420 | 3rd floor lift area | H2O | A | RED | NEWTECH | 9 Liters | 3A | 13.21 to 13.32 | 4.21 to 4.32 | 5˚c to 55˚c | 15 bar | 2015 | DEEPAK FIRE ENGINEERING WORK | N.SAMPATH KUMAR,939456194 | SS-INFRA
ACZ-FE-CH-H2O-421 | Inside spa | H2O | A | RED | NEWTECH | 9 Liters | 3A | 13.21 to 13.32 | 4.21 to 4.32 | 5˚c to 55˚c | 15 bar | 2015 | DEEPAK FIRE ENGINEERING WORK | N.SAMPATH KUMAR,939456194 | SS-INFRA
ACZ-FE-CH-H2O-422 | Inside spa | H2O | A | RED | NEWTECH | 9 Liters | 3A | 13.21 to 13.32 | 4.21 to 4.32 | 5˚c to 55˚c | 15 bar | 2015 | DEEPAK FIRE ENGINEERING WORK | N.SAMPATH KUMAR,939456194 | SS-INFRA
ACZ-FE-CH-H2O-423 | Out side spa | H2O | A | RED | NEWTECH | 9 Liters | 3A | 13.21 to 13.32 | 4.21 to 4.32 | 5˚c to 55˚c | 15 bar | 2015 | DEEPAK FIRE ENGINEERING WORK | N.SAMPATH KUMAR,939456194 | SS-INFRA
ACZ-FE-CH-H2O-424 | Out side spa | H2O | A | RED | NEWTECH | 9 Liters | 3A | 13.21 to 13.32 | 4.21 to 4.32 | 5˚c to 55˚c | 15 bar | 2015 | DEEPAK FIRE ENGINEERING WORK | N.SAMPATH KUMAR,939456194 | SS-INFRA
ACZ-FE-CH-H2O-425 | Opp hobby room | H2O | A | RED | NEWTECH | 9 Liters | 3A | 13.21 to 13.32 | 4.21 to 4.32 | 5˚c to 55˚c | 15 bar | 2015 | DEEPAK FIRE ENGINEERING WORK | N.SAMPATH KUMAR,939456194 | SS-INFRA
ACZ-FE-CH-H2O-426 | Opp hobby room | H2O | A | RED | NEWTECH | 9 Liters | 3A | 13.21 to 13.32 | 4.21 to 4.32 | 5˚c to 55˚c | 15 bar | 2015 | DEEPAK FIRE ENGINEERING WORK | N.SAMPATH KUMAR,939456194 | SS-INFRA
ACZ-FE-CH-H2O-427 | Opp home theater | H2O | A | RED | NEWTECH | 9 Liters | 3A | 13.21 to 13.32 | 4.21 to 4.32 | 5˚c to 55˚c | 15 bar | 2015 | DEEPAK FIRE ENGINEERING WORK | N.SAMPATH KUMAR,939456194 | SS-INFRA
ACZ-FE-CH-H2O-428 | Inside zym | H2O | A | RED | NEWTECH | 9 Liters | 3A | 13.21 to 13.32 | 4.21 to 4.32 | 5˚c to 55˚c | 15 bar | 2015 | DEEPAK FIRE ENGINEERING WORK | N.SAMPATH KUMAR,939456194 | SS-INFRA
ACZ-FE-CH-H2O-429 | Inside zym | H2O | A | RED | NEWTECH | 9 Liters | 3A | 13.21 to 13.32 | 4.21 to 4.32 | 5˚c to 55˚c | 15 bar | 2015 | DEEPAK FIRE ENGINEERING WORK | N.SAMPATH KUMAR,939456194 | SS-INFRA
ACZ-FE-CH-H2O-430 | mediatacen room | H2O | A | RED | NEWTECH | 9 Liters | 3A | 13.21 to 13.32 | 4.21 to 4.32 | 5˚c to 55˚c | 15 bar | 2015 | DEEPAK FIRE ENGINEERING WORK | N.SAMPATH KUMAR,939456194 | SS-INFRA
ACZ-FE-CH-H2O-431 | Infront of indore games | H2O | A | RED | NEWTECH | 9 Liters | 3A | 13.21 to 13.32 | 4.21 to 4.32 | 5˚c to 55˚c | 15 bar | 2015 | DEEPAK FIRE ENGINEERING WORK | N.SAMPATH KUMAR,939456194 | SS-INFRA
ACZ-FE-CH-H2O-432 | Inside indore games | H2O | A | RED | NEWTECH | 9 Liters | 3A | 13.21 to 13.32 | 4.21 to 4.32 | 5˚c to 55˚c | 15 bar | 2015 | DEEPAK FIRE ENGINEERING WORK | N.SAMPATH KUMAR,939456194 | SS-INFRA
ACZ-FE-CH-H2O-433 | Multiple hall inside | H2O | A | RED | NEWTECH | 9 Liters | 3A | 13.21 to 13.32 | 4.21 to 4.32 | 5˚c to 55˚c | 15 bar | 2015 | DEEPAK FIRE ENGINEERING WORK | N.SAMPATH KUMAR,939456194 | SS-INFRA
ACZ-FE-CH-H2O-434 | Multiple hall inside | H2O | A | RED | NEWTECH | 9 Liters | 3A | 13.21 to 13.32 | 4.21 to 4.32 | 5˚c to 55˚c | 15 bar | 2015 | DEEPAK FIRE ENGINEERING WORK | N.SAMPATH KUMAR,939456194 | SS-INFRA
ACZ-FE-CH-H2O-435 | Multiple hall out side | H2O | A | RED | NEWTECH | 9 Liters | 3A | 13.21 to 13.32 | 4.21 to 4.32 | 5˚c to 55˚c | 15 bar | 2015 | DEEPAK FIRE ENGINEERING WORK | N.SAMPATH KUMAR,939456194 | SS-INFRA
ACZ-FE-CH-H2O-436 | Multiple hall out side | H2O | A | RED | NEWTECH | 9 Liters | 3A | 13.21 to 13.32 | 4.21 to 4.32 | 5˚c to 55˚c | 15 bar | 2015 | DEEPAK FIRE ENGINEERING WORK | N.SAMPATH KUMAR,939456194 | SS-INFRA
ACZ-FE-CH-H2O-437 | Lift area | H2O | A | RED | NEWTECH | 9 Liters | 3A | 13.21 to 13.32 | 4.21 to 4.32 | 5˚c to 55˚c | 15 bar | 2015 | DEEPAK FIRE ENGINEERING WORK | N.SAMPATH KUMAR,939456194 | SS-INFRA
ACZ-FE-CH-H2O-438 | Inside restaurant | H2O | A | RED | NEWTECH | 9 Liters | 3A | 13.21 to 13.32 | 4.21 to 4.32 | 5˚c to 55˚c | 15 bar | 2015 | DEEPAK FIRE ENGINEERING WORK | N.SAMPATH KUMAR,939456194 | SS-INFRA
ACZ-FE-CH-H2O-439 | Inside restaurant | H2O | A | RED | NEWTECH | 9 Liters | 3A | 13.21 to 13.32 | 4.21 to 4.32 | 5˚c to 55˚c | 15 bar | 2015 | DEEPAK FIRE ENGINEERING WORK | N.SAMPATH KUMAR,939456194 | SS-INFRA
ACZ-FE-CH-H2O-440 | Inside doctors room | H2O | A | RED | NEWTECH | 9 Liters | 3A | 13.21 to 13.32 | 4.21 to 4.32 | 5˚c to 55˚c | 15 bar | 2015 | DEEPAK FIRE ENGINEERING WORK | N.SAMPATH KUMAR,939456194 | SS-INFRA
ACZ-FE-CH-H2O-441 | Lift area | H2O | A | RED | NEWTECH | 9 Liters | 3A | 13.21 to 13.32 | 4.21 to 4.32 | 5˚c to 55˚c | 15 bar | 2015 | DEEPAK FIRE ENGINEERING WORK | N.SAMPATH KUMAR,939456194 | SS-INFRA
ACZ-FE-CH-H2O-442 | Inside doctors room | H2O | A | RED | NEWTECH | 9 Liters | 3A | 13.21 to 13.32 | 4.21 to 4.32 | 5˚c to 55˚c | 15 bar | 2015 | DEEPAK FIRE ENGINEERING WORK | N.SAMPATH KUMAR,939456194 | SS-INFRA
ACZ-FE-CH-H2O-443 | Inside school | H2O | A | RED | NEWTECH | 9 Liters | 3A | 13.21 to 13.32 | 4.21 to 4.32 | 5˚c to 55˚c | 15 bar | 2015 | DEEPAK FIRE ENGINEERING WORK | N.SAMPATH KUMAR,939456194 | SS-INFRA
ACZ-FE-CH-H2O-444 | School 1st floor | H2O | A | RED | NEWTECH | 9 Liters | 3A | 13.21 to 13.32 | 4.21 to 4.32 | 5˚c to 55˚c | 15 bar | 2015 | DEEPAK FIRE ENGINEERING WORK | N.SAMPATH KUMAR,939456194 | SS-INFRA
ACZ-FE-CH-H2O-445 | School 1st floor | H2O | A | RED | NEWTECH | 9 Liters | 3A | 13.21 to 13.32 | 4.21 to 4.32 | 5˚c to 55˚c | 15 bar | 2015 | DEEPAK FIRE ENGINEERING WORK | N.SAMPATH KUMAR,939456194 | SS-INFRA
ACZ-FE-CH-H2O-446 | Inside kitchin | H2O | A | RED | NEWTECH | 9 Liters | 3A | 13.21 to 13.32 | 4.21 to 4.32 | 5˚c to 55˚c | 15 bar | 2015 | DEEPAK FIRE ENGINEERING WORK | N.SAMPATH KUMAR,939456194 | SS-INFRA