## Main page
APARNA PROPERTY MANAGEMENT SERVICES PVT.LTD.
Community name | Aparna Sarovar Grande
Address | Aparna Sarovar Grande, Kanchi Gachibowli Road, Nallagandla(V), Serilingampally(M), Near citizen hospital, Hyderabad,TS-500019
Total no. of Blocks | 9
Total no. of Flats | 720
Total no. of Assets | 1822

## Grande Asset list
APARNA PROPERTY MANAGEMENT SERVICES PVT. LTD.
APARNA SAROVAR GRANDE ASSET INVENTORY
S.No. | Asset Group* | Asset Number* | Asset Name* | Asset Phy Location/ Type* | Block | Unit | Other | Asset Brand | Asset Model | Manufacturer Name | Manufacturer Details | Supplier Name | Supplier Details | Purchase Cost | Date of purchase | Expected Life Span | Annual Depreciation Rate | Warranty Expiry Date | Additional Information | Act Complete Handover Date
1 | Electrical | ASG/MRE/E/5PNL/1 | 5 Panel | Grande Main Road Entrance | Project |  |  |  |  | Power Control Electro systems | PCE pvt.ltd.,Plot no.E-32, M.I.D.C kupwad,Sangali,MH,India | Power Control Electro systems | PCE pvt.ltd.,Plot no.E-32, M.I.D.C kupwad,Sangali,MH,India
2 | Electrical | ASG/HP/E/CTPT/1 | CTPT | H-Block T/F yard Podium | Project |  |  |  |  | Straton | Starton Electricals Pvt. Ltd. IDA-Jedimetla,HYD-500055 | Sai leela | Sai leela
3 | Electrical | ASG/HP/E/VCB/1 | VCB | H-Block T/F yard Podium | Project |  |  |  |  | Power Control Electro systems | PCE pvt.ltd.,Plot no.E-32, M.I.D.C kupwad,Sangali,MH,India | Power Control Electro systems | PCE pvt.ltd.,Plot no.E-32, M.I.D.C kupwad,Sangali,MH,India | 558572 | 2015-08-14
4 | Electrical | ASG/HP/E/4PNL/1 | 4 Panel SFU, 1 I/C & 3 O/G | H-Block T/F yard Podium | Project |  | GHI |  |  | Power Control Electro systems | PCE pvt.ltd.,Plot no.E-32, M.I.D.C kupwad,Sangali,MH,India | Power Control Electro systems | PCE pvt.ltd.,Plot no.E-32, M.I.D.C kupwad,Sangali,MH,India | 2059432 | 2015-08-15
5 | Electrical | ASG/HP/E/VCB/2 | VCB | F-Block T/F yard Podium | DEF |  |  |  |  | Power Control Electro systems | PCE pvt.ltd.,Plot no.E-32, M.I.D.C kupwad,Sangali,MH,India | Power Control Electro systems | PCE pvt.ltd.,Plot no.E-32, M.I.D.C kupwad,Sangali,MH,India | 568287 | 2015-08-16
6 | Electrical | ASG/HP/E/VCB/3 | VCB | C-Block T/F yard Podium | ABC |  |  |  |  | Power Control Electro systems | PCE pvt.ltd.,Plot no.E-32, M.I.D.C kupwad,Sangali,MH,India | Power Control Electro systems | PCE pvt.ltd.,Plot no.E-32, M.I.D.C kupwad,Sangali,MH,India | 568287 | 2015-08-17
7 | Electrical | ASG/CP/E/TF/1 | Transformer | Podium C Block | ABC |  |  |  |  | PETE | G-9 to 11, Bhavya's sree arcade, D.N.-8-3-166/6&7, Erragadda,hyd-500018, Ph-04023813593 | Nima Agencies | Nima Agencies, 12-10-37/4, Near Mahabaleshwar circle, Gunj Road , Raichur-584102KA,India | 1160000 | 2015-07-17
8 | Electrical | ASG/FP/E/TF/2 | Transformer | Podium F Block | DEF |  |  |  |  | PETE | G-9 to 11, Bhavya's sree arcade, D.N.-8-3-166/6&7, Erragadda,hyd-500018, Ph-04023813594 | Nima Agencies | Nima Agencies, 12-10-37/4, Near Mahabaleshwar circle, Gunj Road , Raichur-584102KA,India | 1010000 | 2015-07-17
9 | Electrical | ASG/HP/E/TF/3 | Transformer | Podium H Block | GHI |  |  |  |  | PETE | G-9 to 11, Bhavya's sree arcade, D.N.-8-3-166/6&7, Erragadda,hyd-500018, Ph-04023813595 | Nima Agencies | Nima Agencies, 12-10-37/4, Near Mahabaleshwar circle, Gunj Road , Raichur-584102KA,India | 1010000 | 2015-07-17
10 | Electrical | ASG/CP/E/ACB/1 | ACB | C-block T/F yard | ABC |  |  |  |  | TEJHA FABRICATORS | Plot No:13,MIE, Hafeezpet,Miyapur, HYD | TEJHA FABRICATORS | Plot No:13,MIE, Hafeezpet,Miyapur, HYD
11 | Electrical | ASG/CP/E/ACB/2 | ACB | C-block T/F yard | ABC
12 | Electrical | ASG/CP/E/ACB/3 | ACB | C-block T/F yard | ABC
13 | Electrical | ASG/C-MPCC/E/ACB/4 | ACB | C-block MPCC | ABC |  |  |  |  | TEJHA FABRICATORS | Plot No:13,MIE, Hafeezpet,Miyapur, HYD | TEJHA FABRICATORS | Plot No:13,MIE, Hafeezpet,Miyapur, HYD |  | 2015-06-06
14 | Electrical | ASG/C-MPCC/E/ACB/5 | ACB | C-block MPCC | ABC
15 | Electrical | ASG/C-MPCC/E/ACB/6 | ACB | C-block MPCC | ABC
16 | Electrical | ASG/C-MPCC/E/ACB/7 | ACB | C-block MPCC | ABC
17 | Electrical | ASG/FP/E/ACB/8 | ACB | F-block T/F yard | DEF |  |  |  |  | TEJHA FABRICATORS | Plot No:13,MIE, Hafeezpet,Miyapur, HYD | TEJHA FABRICATORS | Plot No:13,MIE, Hafeezpet,Miyapur, HYD
18 | Electrical | ASG/F-MPCC/E/ACB/9 | ACB | F-block MPCC | DEF |  |  |  |  | TEJHA FABRICATORS | Plot No:13,MIE, Hafeezpet,Miyapur, HYD | TEJHA FABRICATORS | Plot No:13,MIE, Hafeezpet,Miyapur, HYD |  | 2015-06-06
19 | Electrical | ASG/F-MPCC/E/ACB/10 | ACB | F-block MPCC | DEF
20 | Electrical | ASG/F-MPCC/E/ACB/11 | ACB | F-block MPCC | DEF
21 | Electrical | ASG/F-MPCC/E/ACB/12 | ACB | F-block MPCC | DEF
22 | Electrical | ASG/HP/E/ACB/13 | ACB | H-block T/F yard | GHI |  |  |  |  | TEJHA FABRICATORS | Plot No:13,MIE, Hafeezpet,Miyapur, HYD | TEJHA FABRICATORS | Plot No:13,MIE, Hafeezpet,Miyapur, HYD
23 | Electrical | ASG/H-MPCC/E/ACB/14 | ACB | H-block MPCC | GHI |  |  |  |  | TEJHA FABRICATORS | Plot No:13,MIE, Hafeezpet,Miyapur, HYD | TEJHA FABRICATORS | Plot No:13,MIE, Hafeezpet,Miyapur, HYD |  | 2015-06-06
24 | Electrical | ASG/H-MPCC/E/ACB/15 | ACB | H-block MPCC | GHI
25 | Electrical | ASG/H-MPCC/E/ACB/16 | ACB | H-block MPCC | GHI
26 | Electrical | ASG/H-MPCC/E/ACB/17 | ACB | H-block MPCC | GHI
27 | Electrical | ASG/CB1/E/MPCC/1 | MPCC | C-block cellar MPCC room | ABC |  |  |  |  | TEJHA FABRICATORS | Plot No:13,MIE, Hafeezpet,Miyapur, HYD | TEJHA FABRICATORS | Plot No:13,MIE, Hafeezpet,Miyapur, HYD | 1969140 | 2015-06-06
28 | Electrical | ASG/FB1/E/MPCC/2 | MPCC | F-block cellar MPCC room | DEF |  |  |  |  | TEJHA FABRICATORS | Plot No:13,MIE, Hafeezpet,Miyapur, HYD | TEJHA FABRICATORS | Plot No:13,MIE, Hafeezpet,Miyapur, HYD | 1784391 | 2015-06-06
29 | Electrical | ASG/HB1/E/MPCC/3 | MPCC | H-block cellar MPCC room | GHI |  |  |  |  | TEJHA FABRICATORS | Plot No:13,MIE, Hafeezpet,Miyapur, HYD | TEJHA FABRICATORS | Plot No:13,MIE, Hafeezpet,Miyapur, HYD | 1727367 | 2015-06-06
30 | Electrical | ASG/C-MPCC/E/APFCR/1 | APFCR | C-block cellar MPCC room | ABC |  |  |  |  | TEJHA FABRICATORS | Plot No:13,MIE, Hafeezpet,Miyapur, HYD | TEJHA FABRICATORS | Plot No:13,MIE, Hafeezpet,Miyapur, HYD | 447228 | 2015-06-06
31 | Electrical | ASG/F-MPCC/E/APFCR/2 | APFCR | F-block cellar MPCC room | DEF |  |  |  |  | TEJHA FABRICATORS | Plot No:13,MIE, Hafeezpet,Miyapur, HYD | TEJHA FABRICATORS | Plot No:13,MIE, Hafeezpet,Miyapur, HYD | 313558 | 2015-06-06
32 | Electrical | ASG/H-MPCC/E/APFCR/3 | APFCR | H-block cellar MPCC room | GHI |  |  |  |  | TEJHA FABRICATORS | Plot No:13,MIE, Hafeezpet,Miyapur, HYD | TEJHA FABRICATORS | Plot No:13,MIE, Hafeezpet,Miyapur, HYD | 313558 | 2015-06-06
33 | Electrical | ASG/AB1/E/CSP/1 | Common supply panel | A-block cellar | A |  |  |  |  | TEJHA FABRICATORS | Plot No:13,MIE, Hafeezpet,Miyapur, HYD | TEJHA FABRICATORS | Plot No:13,MIE, Hafeezpet,Miyapur, HYD | 1189926 | 2015-06-06
34 | Electrical | ASG/BB1/E/CSP/2 | Common supply panel | B-block cellar | B
35 | Electrical | ASG/CB1/E/CSP/3 | Common supply panel | C-block cellar MPCC room | C
36 | Electrical | ASG/DB1/E/CSP/4 | Common supply panel | D-block cellar | D
37 | Electrical | ASG/EB1/E/CSP/5 | Common supply panel | E-block cellar | E
38 | Electrical | ASG/FB1/E/CSP/6 | Common supply panel | F-block cellar MPCC room | F
39 | Electrical | ASG/GB1/E/CSP/7 | Common supply panel | G-block cellar | G
40 | Electrical | ASG/HB1/E/CSP/8 | Common supply panel | H-block cellar MPCC room | H
41 | Electrical | ASG/IB1/E/CSP/9 | Common supply panel | I-block cellar | I
42 | Electrical | ASG/AB1/E/DB/1 | Distribution board | A-block cellar | A |  |  |  | SHC M12 | ABB |  | Bharat Electrical Enterprises | 7-2-401, Misson school street,R.p.Road, Secunderbad-500003 TG | 927 | 2015-04-25
43 | Electrical | ASG/AB1/E/DB/2 | Distribution board | A-block cellar | A |  |  |  | SHC M12 |  |  |  |  | 927 | 2015-04-25
44 | Electrical | ASG/AB2/E/DB/3 | Distribution board | A-block sub cellar | A |  |  |  | SHC M12 |  |  |  |  | 927 | 2015-04-25
45 | Electrical | ASG/BB1/E/DB/4 | Distribution board | B-block cellar | B |  |  |  | SHC M12 |  |  |  |  | 927 | 2015-04-25
46 | Electrical | ASG/BB1/E/DB/5 | Distribution board | B-block cellar | B |  |  |  | SHC M12 |  |  |  |  | 927 | 2015-04-25
47 | Electrical | ASG/BB2/E/DB/6 | Distribution board | B-block sub cellar | B |  |  |  | SHC M12 |  |  |  |  | 927 | 2015-04-25
48 | Electrical | ASG/CB1/E/DB/7 | Distribution board | C-block cellar | C |  |  |  | SHC M12 |  |  |  |  | 927 | 2015-04-25
49 | Electrical | ASG/CB1/E/DB/8 | Distribution board | C-block cellar | C |  |  |  | SHC M12 |  |  |  |  | 927 | 2015-04-25
50 | Electrical | ASG/CB2/E/DB/9 | Distribution board | C-block sub cellar | C |  |  |  | SHC M12 |  |  |  |  | 927 | 2015-04-25
51 | Electrical | ASG/DB1/E/DB/10 | Distribution board | D-block cellar | D |  |  |  | SHC M12 |  |  |  |  | 927 | 2015-04-25
52 | Electrical | ASG/DB1/E/DB/11 | Distribution board | D-block cellar | D |  |  |  | SHC M12 |  |  |  |  | 927 | 2015-04-25
53 | Electrical | ASG/DB2/E/DB/12 | Distribution board | D-block sub cellar | D |  |  |  | SHC M12 |  |  |  |  | 927 | 2015-04-25
54 | Electrical | ASG/EB1/E/DB/13 | Distribution board | E-block cellar | E |  |  |  | SHC M12 |  |  |  |  | 927 | 2015-04-25
55 | Electrical | ASG/EB1/E/DB/14 | Distribution board | E-block cellar | E |  |  |  | SHC M12 |  |  |  |  | 927 | 2015-04-25
56 | Electrical | ASG/EB2/E/DB/15 | Distribution board | E-block sub cellar | E |  |  |  | SHC M12 |  |  |  |  | 927 | 2015-04-25
57 | Electrical | ASG/FB1/E/DB/16 | Distribution board | F-block cellar | F |  |  |  | SHC M12 |  |  |  |  | 927 | 2015-04-23
58 | Electrical | ASG/FB1/E/DB/17 | Distribution board | F-block cellar | F |  |  |  | SHC M12 |  |  |  |  | 927 | 2015-04-23
59 | Electrical | ASG/FB2/E/DB/18 | Distribution board | F-block sub cellar | F |  |  |  | SHC M12 |  |  |  |  | 927 | 2015-04-23
60 | Electrical | ASG/GB1/E/DB/19 | Distribution board | G-block cellar | G |  |  |  | SHC M12 |  |  |  |  | 927 | 2015-04-23
61 | Electrical | ASG/GB1/E/DB/20 | Distribution board | G-block cellar | G |  |  |  | SHC M12 |  |  |  |  | 927 | 2015-04-23
62 | Electrical | ASG/GB2/E/DB/21 | Distribution board | G-block sub cellar | G |  |  |  | SHC M12 |  |  |  |  | 927 | 2015-04-23
63 | Electrical | ASG/HB1/E/DB/22 | Distribution board | H-block cellar | H |  |  |  | SHC M12 |  |  |  |  | 927 | 2015-04-23
64 | Electrical | ASG/HB1/E/DB/23 | Distribution board | H-block cellar | H |  |  |  | SHC M12 |  |  |  |  | 927 | 2015-04-23
65 | Electrical | ASG/HB2/E/DB/24 | Distribution board | H-block sub cellar | H |  |  |  | SHC M12 |  |  |  |  | 927 | 2015-04-23
66 | Electrical | ASG/IB1/E/DB/25 | Distribution board | I-block cellar | I |  |  |  | SHC M12 |  |  |  |  | 927 | 2015-04-23
67 | Electrical | ASG/IB1/E/DB/26 | Distribution board | I-block cellar | I |  |  |  | SHC M12 |  |  |  |  | 927 | 2015-04-23
68 | Electrical | ASG/IB2/E/DB/27 | Distribution board | I-block sub cellar | I |  |  |  | SHC M12 |  |  |  |  | 927 | 2015-04-23
69 | Electrical | ASG/MG/E/DB/28 | Distribution board | Main gate security | MG |  |  |  | SHC M12 |  |  |  |  | 927 | 2015-04-23
70 | Electrical | ASG/MG/E/DB/29 | Distribution board | Main gate security | MG |  |  |  | SHC M12 |  |  |  |  | 927 | 2015-04-23
71 | Electro Mechanical | ASG/CP/EM/DG/1 | Genset | C Block Podium DG Yard | ABC Block |  |  |  |  | Koel Green Bio diesel | Koel Green Bio diesel | DPK engineers pvt ltd. | DPK engineers pvt ltd. No.128/p2, kiadb,4th phase,bommasandra indl.area,anekal , bangalore-560099 india | 2865000 | 2015-08-27
72 | Electro Mechanical | ASG/CP/EM/DG/2 | Genset | C Block Podium DG Yard | ABC Block |  |  |  |  | Koel Green Bio diesel |  |  |  | 2865000 | 2015-11-27
73 | Electro Mechanical | ASG/FP/EM/DG/3 | Genset | F Block Podium DG Yard | DEF Block |  |  |  |  | Koel Green Bio diesel |  |  |  | 2250000 | 2015-08-27
74 | Electro Mechanical | ASG/FP/EM/DG/4 | Genset | F Block Podium DG Yard | DEF Block |  |  |  |  | Koel Green Bio diesel |  |  |  | 2250000 | 2015-11-27
75 | Electro Mechanical | ASG/HP/EM/DG/5 | Genset | H Block Podium DG Yard | GHI Block |  |  |  |  | Koel Green Bio diesel |  |  |  | 2250000 | 2015-08-27
76 | Electro Mechanical | ASG/HP/EM/DG/6 | Genset | H Block Podium DG Yard | GHI Block |  |  |  |  | Koel Green Bio diesel |  |  |  | 2250000 | 2015-11-27
77 | Electrical | ASG/AP/E/SL/1 | Street Lights | A-block Podium | [5 empty] | Schreder |  | Leading Minds Networksing Solution | Leading Minds Networksing Solution , Plot No 16,Old Vasavi Nagar Colony,Karkana, Secunerabad-500015 | 17157 | 2015-10-30
78 | Electrical | ASG/AP/E/SL/2 | Street Lights | A-block Podium | [5 empty] | Schreder |  | Leading Minds Networksing Solution | Leading Minds Networksing Solution , Plot No 16,Old Vasavi Nagar Colony,Karkana, Secunerabad-500015 | 17157 | 2015-10-30
79 | Electrical | ASG/AP/E/SL/3 | Street Lights | A-block Podium | [5 empty] | Schreder |  | Leading Minds Networksing Solution | Leading Minds Networksing Solution , Plot No 16,Old Vasavi Nagar Colony,Karkana, Secunerabad-500015 | 17157 | 2015-10-30
80 | Electrical | ASG/AP/E/SL/4 | Street Lights | A-block Podium | [5 empty] | Schreder |  | Leading Minds Networksing Solution | Leading Minds Networksing Solution , Plot No 16,Old Vasavi Nagar Colony,Karkana, Secunerabad-500015 | 17157 | 2015-10-30
81 | Electrical | ASG/BP/E/SL/5 | Street Lights | B-block Podium | [5 empty] | Schreder |  | Leading Minds Networksing Solution | Leading Minds Networksing Solution , Plot No 16,Old Vasavi Nagar Colony,Karkana, Secunerabad-500015 | 17157 | 2015-10-30
82 | Electrical | ASG/BP/E/SL/6 | Street Lights | B-block Podium | [5 empty] | Schreder |  | Leading Minds Networksing Solution | Leading Minds Networksing Solution , Plot No 16,Old Vasavi Nagar Colony,Karkana, Secunerabad-500015 | 17157 | 2015-10-30
83 | Electrical | ASG/CP/E/SL/7 | Street Lights | C-block Podium | [5 empty] | Schreder |  | Leading Minds Networksing Solution | Leading Minds Networksing Solution , Plot No 16,Old Vasavi Nagar Colony,Karkana, Secunerabad-500015 | 17157 | 2015-10-30
84 | Electrical | ASG/CP/E/SL/8 | Street Lights | C-block Podium | [5 empty] | Schreder |  | Leading Minds Networksing Solution | Leading Minds Networksing Solution , Plot No 16,Old Vasavi Nagar Colony,Karkana, Secunerabad-500015 | 17157 | 2015-10-30
85 | Electrical | ASG/DP/E/SL/9 | Street Lights | D-block Podium | [5 empty] | Schreder |  | Leading Minds Networksing Solution | Leading Minds Networksing Solution , Plot No 16,Old Vasavi Nagar Colony,Karkana, Secunerabad-500015 | 17157 | 2015-10-30
86 | Electrical | ASG/DP/E/SL/10 | Street Lights | D-block Podium | [5 empty] | Schreder |  | Leading Minds Networksing Solution | Leading Minds Networksing Solution , Plot No 16,Old Vasavi Nagar Colony,Karkana, Secunerabad-500015 | 17157 | 2015-10-30
87 | Electrical | ASG/DP/E/SL/11 | Street Lights | D-block Podium | [5 empty] | Schreder |  | Leading Minds Networksing Solution | Leading Minds Networksing Solution , Plot No 16,Old Vasavi Nagar Colony,Karkana, Secunerabad-500015 | 17157 | 2015-10-30
88 | Electrical | ASG/EP/E/SL/12 | Street Lights | E-block Podium | [5 empty] | Schreder |  | Leading Minds Networksing Solution | Leading Minds Networksing Solution , Plot No 16,Old Vasavi Nagar Colony,Karkana, Secunerabad-500015 | 17157 | 2015-10-30
89 | Electrical | ASG/EP/E/SL/13 | Street Lights | E-block Podium | [5 empty] | Schreder |  | Leading Minds Networksing Solution | Leading Minds Networksing Solution , Plot No 16,Old Vasavi Nagar Colony,Karkana, Secunerabad-500015 | 17157 | 2015-10-30
90 | Electrical | ASG/FP/E/SL/14 | Street Lights | F-block Podium | [5 empty] | Schreder |  | Leading Minds Networksing Solution | Leading Minds Networksing Solution , Plot No 16,Old Vasavi Nagar Colony,Karkana, Secunerabad-500015 | 17157 | 2015-10-30
91 | Electrical | ASG/FP/E/SL/15 | Street Lights | F-block Podium | [5 empty] | Schreder |  | Leading Minds Networksing Solution | Leading Minds Networksing Solution , Plot No 16,Old Vasavi Nagar Colony,Karkana, Secunerabad-500015 | 17157 | 2015-10-30
92 | Electrical | ASG/FP/E/SL/16 | Street Lights | F-block Podium | [5 empty] | Schreder |  | Leading Minds Networksing Solution | Leading Minds Networksing Solution , Plot No 16,Old Vasavi Nagar Colony,Karkana, Secunerabad-500015 | 17157 | 2015-10-30
93 | Electrical | ASG/FP/E/SL/17 | Street Lights | F-block Podium | [5 empty] | Schreder |  | Leading Minds Networksing Solution | Leading Minds Networksing Solution , Plot No 16,Old Vasavi Nagar Colony,Karkana, Secunerabad-500015 | 17157 | 2015-10-30
94 | Electrical | ASG/GP/E/SL/18 | Street Lights | G-block Podium | [5 empty] | Schreder |  | Leading Minds Networksing Solution | Leading Minds Networksing Solution , Plot No 16,Old Vasavi Nagar Colony,Karkana, Secunerabad-500015 | 17157 | 2015-10-30
95 | Electrical | ASG/GP/E/SL/19 | Street Lights | G-block Podium | [5 empty] | Schreder |  | Leading Minds Networksing Solution | Leading Minds Networksing Solution , Plot No 16,Old Vasavi Nagar Colony,Karkana, Secunerabad-500015 | 17157 | 2015-10-30
96 | Electrical | ASG/HP/E/SL/20 | Street Lights | H-block Podium | [5 empty] | Schreder |  | Leading Minds Networksing Solution | Leading Minds Networksing Solution , Plot No 16,Old Vasavi Nagar Colony,Karkana, Secunerabad-500015 | 17157 | 2015-10-30
97 | Electrical | ASG/HP/E/SL/21 | Street Lights | H-block Podium | [5 empty] | Schreder |  | Leading Minds Networksing Solution | Leading Minds Networksing Solution , Plot No 16,Old Vasavi Nagar Colony,Karkana, Secunerabad-500015 | 17157 | 2015-10-30
98 | Electrical | ASG/HP/E/SL/22 | Street Lights | H-block Podium | [5 empty] | Schreder |  | Leading Minds Networksing Solution | Leading Minds Networksing Solution , Plot No 16,Old Vasavi Nagar Colony,Karkana, Secunerabad-500015 | 17157 | 2015-10-30
99 | Electrical | ASG/HP/E/SL/23 | Street Lights | H-block Podium | [5 empty] | Schreder |  | Leading Minds Networksing Solution | Leading Minds Networksing Solution , Plot No 16,Old Vasavi Nagar Colony,Karkana, Secunerabad-500015 | 17157 | 2015-10-30
100 | Electrical | ASG/IP/E/SL/24 | Street Lights | I-block Podium | [5 empty] | Schreder |  | Leading Minds Networksing Solution | Leading Minds Networksing Solution , Plot No 16,Old Vasavi Nagar Colony,Karkana, Secunerabad-500015 | 17157 | 2015-10-30
101 | Electrical | ASG/IP/E/SL/25 | Street Lights | I-block Podium | [5 empty] | Schreder |  | Leading Minds Networksing Solution | Leading Minds Networksing Solution , Plot No 16,Old Vasavi Nagar Colony,Karkana, Secunerabad-500015 | 17157 | 2015-10-30
102 | Electrical | ASG/IP/E/SL/26 | Street Lights | I-block Podium | [5 empty] | Schreder |  | Leading Minds Networksing Solution | Leading Minds Networksing Solution , Plot No 16,Old Vasavi Nagar Colony,Karkana, Secunerabad-500015 | 17157 | 2015-10-30
103 | Electrical | ASG/IP/E/SL/27 | Street Lights | I-block Podium | [5 empty] | Schreder |  | Leading Minds Networksing Solution | Leading Minds Networksing Solution , Plot No 16,Old Vasavi Nagar Colony,Karkana, Secunerabad-500015 | 17157 | 2015-10-30
104 | Electrical | ASG/MR/E/SL/28 | Street Lights | Grande Main Road | [5 empty] | Schreder |  | Leading Minds Networksing Solution | Leading Minds Networksing Solution , Plot No 16,Old Vasavi Nagar Colony,Karkana, Secunerabad-500015 | 17157 | 2015-10-30
105 | Electrical | ASG/MR/E/SL/29 | Street Lights | Grande Main Road | [5 empty] | Schreder |  | Leading Minds Networksing Solution | Leading Minds Networksing Solution , Plot No 16,Old Vasavi Nagar Colony,Karkana, Secunerabad-500015 | 17157 | 2015-10-30
106 | Electrical | ASG/MR/E/SL/30 | Street Lights | Grande Main Road | [5 empty] | Schreder |  | Leading Minds Networksing Solution | Leading Minds Networksing Solution , Plot No 16,Old Vasavi Nagar Colony,Karkana, Secunerabad-500015 | 17157 | 2015-10-30
107 | Electrical | ASG/MR/E/SL/31 | Street Lights | Grande Main Road | [5 empty] | Schreder |  | Leading Minds Networksing Solution | Leading Minds Networksing Solution , Plot No 16,Old Vasavi Nagar Colony,Karkana, Secunerabad-500015 | 17157 | 2015-10-30
108 | Electrical | ASG/AP/E/SL/32 | Street Lights | Grande Main Road | [5 empty] | Schreder |  | Leading Minds Networksing Solution | Leading Minds Networksing Solution , Plot No 16,Old Vasavi Nagar Colony,Karkana, Secunerabad-500015 | 17157 | 2015-10-30
109 | Electrical | ASG/AP/E/SL/33 | Street Lights | Grande Main Road | [5 empty] | Schreder |  | Leading Minds Networksing Solution | Leading Minds Networksing Solution , Plot No 16,Old Vasavi Nagar Colony,Karkana, Secunerabad-500015 | 17157 | 2015-10-30
110 | Electrical | ASG/AP/E/SL/34 | Street Lights | Grande Main Road | [5 empty] | Schreder |  | Leading Minds Networksing Solution | Leading Minds Networksing Solution , Plot No 16,Old Vasavi Nagar Colony,Karkana, Secunerabad-500015 | 17157 | 2015-10-30
111 | Electrical | ASG/AP/E/SL/35 | Street Lights | Grande Main Road | [5 empty] | Schreder |  | Leading Minds Networksing Solution | Leading Minds Networksing Solution , Plot No 16,Old Vasavi Nagar Colony,Karkana, Secunerabad-500015 | 17157 | 2015-10-30
112
113 | Electro Mechanical | ASG/A/EM/LP1/1 | Passenger Elevator | A-Block Lift Lobby | [5 empty] | Mitsubishi Elcetric India Pvt Ltd | Survey No.78/2B3,78/2A1C,78/2A2C, Orakadu road, Sholavaram, Chennai-600067TN,India | Mitsubishi Elcetric India Pvt Ltd | Survey No.78/2B3,78/2A1C,78/2A2C, Orakadu road, Sholavaram, Chennai-600067TN,India
114 | Electro Mechanical | ASG/A/EM/LP2/2 | Passenger Elevator | A-Block Lift Lobby | [5 empty] | Mitsubishi Elcetric India Pvt Ltd | Survey No.78/2B3,78/2A1C,78/2A2C, Orakadu road, Sholavaram, Chennai-600067TN,India | Mitsubishi Elcetric India Pvt Ltd | Survey No.78/2B3,78/2A1C,78/2A2C, Orakadu road, Sholavaram, Chennai-600067TN,India
115 | Electro Mechanical | ASG/B/EM/LP1/3 | Passenger Elevator | B-Block Lift Lobby | [5 empty] | Mitsubishi Elcetric India Pvt Ltd | Survey No.78/2B3,78/2A1C,78/2A2C, Orakadu road, Sholavaram, Chennai-600067TN,India | Mitsubishi Elcetric India Pvt Ltd | Survey No.78/2B3,78/2A1C,78/2A2C, Orakadu road, Sholavaram, Chennai-600067TN,India
116 | Electro Mechanical | ASG/B/EM/LP2/4 | Passenger Elevator | B-Block Lift Lobby | [5 empty] | Mitsubishi Elcetric India Pvt Ltd | Survey No.78/2B3,78/2A1C,78/2A2C, Orakadu road, Sholavaram, Chennai-600067TN,India | Mitsubishi Elcetric India Pvt Ltd | Survey No.78/2B3,78/2A1C,78/2A2C, Orakadu road, Sholavaram, Chennai-600067TN,India
117 | Electro Mechanical | ASG/C/EM/LP1/5 | Passenger Elevator | C-Block Lift Lobby | [5 empty] | Mitsubishi Elcetric India Pvt Ltd | Survey No.78/2B3,78/2A1C,78/2A2C, Orakadu road, Sholavaram, Chennai-600067TN,India | Mitsubishi Elcetric India Pvt Ltd | Survey No.78/2B3,78/2A1C,78/2A2C, Orakadu road, Sholavaram, Chennai-600067TN,India
118 | Electro Mechanical | ASG/C/EM/LP2/6 | Passenger Elevator | C-Block Lift Lobby | [5 empty] | Mitsubishi Elcetric India Pvt Ltd | Survey No.78/2B3,78/2A1C,78/2A2C, Orakadu road, Sholavaram, Chennai-600067TN,India | Mitsubishi Elcetric India Pvt Ltd | Survey No.78/2B3,78/2A1C,78/2A2C, Orakadu road, Sholavaram, Chennai-600067TN,India
119 | Electro Mechanical | ASG/D/EM/LP1/7 | Passenger Elevator | D-Block Lift Lobby | [5 empty] | Mitsubishi Elcetric India Pvt Ltd | Survey No.78/2B3,78/2A1C,78/2A2C, Orakadu road, Sholavaram, Chennai-600067TN,India | Mitsubishi Elcetric India Pvt Ltd | Survey No.78/2B3,78/2A1C,78/2A2C, Orakadu road, Sholavaram, Chennai-600067TN,India
120 | Electro Mechanical | ASG/D/EM/LP2/8 | Passenger Elevator | D-Block Lift Lobby | [5 empty] | Mitsubishi Elcetric India Pvt Ltd | Survey No.78/2B3,78/2A1C,78/2A2C, Orakadu road, Sholavaram, Chennai-600067TN,India | Mitsubishi Elcetric India Pvt Ltd | Survey No.78/2B3,78/2A1C,78/2A2C, Orakadu road, Sholavaram, Chennai-600067TN,India
121 | Electro Mechanical | ASG/E/EM/LP1/9 | Passenger Elevator | E-Block Lift Lobby | [5 empty] | Mitsubishi Elcetric India Pvt Ltd | Survey No.78/2B3,78/2A1C,78/2A2C, Orakadu road, Sholavaram, Chennai-600067TN,India | Mitsubishi Elcetric India Pvt Ltd | Survey No.78/2B3,78/2A1C,78/2A2C, Orakadu road, Sholavaram, Chennai-600067TN,India
122 | Electro Mechanical | ASG/E/EM/LP2/10 | Passenger Elevator | E-Block Lift Lobby | [5 empty] | Mitsubishi Elcetric India Pvt Ltd | Survey No.78/2B3,78/2A1C,78/2A2C, Orakadu road, Sholavaram, Chennai-600067TN,India | Mitsubishi Elcetric India Pvt Ltd | Survey No.78/2B3,78/2A1C,78/2A2C, Orakadu road, Sholavaram, Chennai-600067TN,India
123 | Electro Mechanical | ASG/F/EM/LP1/11 | Passenger Elevator | F-Block Lift Lobby | [5 empty] | Mitsubishi Elcetric India Pvt Ltd | Survey No.78/2B3,78/2A1C,78/2A2C, Orakadu road, Sholavaram, Chennai-600067TN,India | Mitsubishi Elcetric India Pvt Ltd | Survey No.78/2B3,78/2A1C,78/2A2C, Orakadu road, Sholavaram, Chennai-600067TN,India
124 | Electro Mechanical | ASG/F/EM/LP2/12 | Passenger Elevator | F-Block Lift Lobby | [5 empty] | Mitsubishi Elcetric India Pvt Ltd | Survey No.78/2B3,78/2A1C,78/2A2C, Orakadu road, Sholavaram, Chennai-600067TN,India | Mitsubishi Elcetric India Pvt Ltd | Survey No.78/2B3,78/2A1C,78/2A2C, Orakadu road, Sholavaram, Chennai-600067TN,India
125 | Electro Mechanical | ASG/G/EM/LP1/13 | Passenger Elevator | G-Block Lift Lobby | [5 empty] | Mitsubishi Elcetric India Pvt Ltd | Survey No.78/2B3,78/2A1C,78/2A2C, Orakadu road, Sholavaram, Chennai-600067TN,India | Mitsubishi Elcetric India Pvt Ltd | Survey No.78/2B3,78/2A1C,78/2A2C, Orakadu road, Sholavaram, Chennai-600067TN,India
126 | Electro Mechanical | ASG/G/EM/LP2/14 | Passenger Elevator | G-Block Lift Lobby | [5 empty] | Mitsubishi Elcetric India Pvt Ltd | Survey No.78/2B3,78/2A1C,78/2A2C, Orakadu road, Sholavaram, Chennai-600067TN,India | Mitsubishi Elcetric India Pvt Ltd | Survey No.78/2B3,78/2A1C,78/2A2C, Orakadu road, Sholavaram, Chennai-600067TN,India
127 | Electro Mechanical | ASG/H/EM/LP1/15 | Passenger Elevator | H-Block Lift Lobby | [5 empty] | Mitsubishi Elcetric India Pvt Ltd | Survey No.78/2B3,78/2A1C,78/2A2C, Orakadu road, Sholavaram, Chennai-600067TN,India | Mitsubishi Elcetric India Pvt Ltd | Survey No.78/2B3,78/2A1C,78/2A2C, Orakadu road, Sholavaram, Chennai-600067TN,India
128 | Electro Mechanical | ASG/H/EM/LP2/16 | Passenger Elevator | H-Block Lift Lobby | [5 empty] | Mitsubishi Elcetric India Pvt Ltd | Survey No.78/2B3,78/2A1C,78/2A2C, Orakadu road, Sholavaram, Chennai-600067TN,India | Mitsubishi Elcetric India Pvt Ltd | Survey No.78/2B3,78/2A1C,78/2A2C, Orakadu road, Sholavaram, Chennai-600067TN,India
129 | Electro Mechanical | ASG/I/EM/LP1/17 | Passenger Elevator | I-Block Lift Lobby | [5 empty] | Mitsubishi Elcetric India Pvt Ltd | Survey No.78/2B3,78/2A1C,78/2A2C, Orakadu road, Sholavaram, Chennai-600067TN,India | Mitsubishi Elcetric India Pvt Ltd | Survey No.78/2B3,78/2A1C,78/2A2C, Orakadu road, Sholavaram, Chennai-600067TN,India
130 | Electro Mechanical | ASG/I/EM/LP2/18 | Passenger Elevator | I-Block Lift Lobby | [5 empty] | Mitsubishi Elcetric India Pvt Ltd | Survey No.78/2B3,78/2A1C,78/2A2C, Orakadu road, Sholavaram, Chennai-600067TN,India | Mitsubishi Elcetric India Pvt Ltd | Survey No.78/2B3,78/2A1C,78/2A2C, Orakadu road, Sholavaram, Chennai-600067TN,India
131 | Electro Mechanical | ASG/A/EM/LS1/19 | Service Elevator | A-Block Lift Lobby | [5 empty] | Mitsubishi Elcetric India Pvt Ltd | Survey No.78/2B3,78/2A1C,78/2A2C, Orakadu road, Sholavaram, Chennai-600067TN,India | Mitsubishi Elcetric India Pvt Ltd | Survey No.78/2B3,78/2A1C,78/2A2C, Orakadu road, Sholavaram, Chennai-600067TN,India
132 | Electro Mechanical | ASG/B/EM/LS1/20 | Service Elevator | B-Block Lift Lobby | [5 empty] | Mitsubishi Elcetric India Pvt Ltd | Survey No.78/2B3,78/2A1C,78/2A2C, Orakadu road, Sholavaram, Chennai-600067TN,India | Mitsubishi Elcetric India Pvt Ltd | Survey No.78/2B3,78/2A1C,78/2A2C, Orakadu road, Sholavaram, Chennai-600067TN,India
133 | Electro Mechanical | ASG/C/EM/LS1/21 | Service Elevator | C-Block Lift Lobby | [5 empty] | Mitsubishi Elcetric India Pvt Ltd | Survey No.78/2B3,78/2A1C,78/2A2C, Orakadu road, Sholavaram, Chennai-600067TN,India | Mitsubishi Elcetric India Pvt Ltd | Survey No.78/2B3,78/2A1C,78/2A2C, Orakadu road, Sholavaram, Chennai-600067TN,India
134 | Electro Mechanical | ASG/D/EM/LS1/22 | Service Elevator | D-Block Lift Lobby | [5 empty] | Mitsubishi Elcetric India Pvt Ltd | Survey No.78/2B3,78/2A1C,78/2A2C, Orakadu road, Sholavaram, Chennai-600067TN,India | Mitsubishi Elcetric India Pvt Ltd | Survey No.78/2B3,78/2A1C,78/2A2C, Orakadu road, Sholavaram, Chennai-600067TN,India
135 | Electro Mechanical | ASG/E/EM/LS1/23 | Service Elevator | E-Block Lift Lobby | [5 empty] | Mitsubishi Elcetric India Pvt Ltd | Survey No.78/2B3,78/2A1C,78/2A2C, Orakadu road, Sholavaram, Chennai-600067TN,India | Mitsubishi Elcetric India Pvt Ltd | Survey No.78/2B3,78/2A1C,78/2A2C, Orakadu road, Sholavaram, Chennai-600067TN,India
136 | Electro Mechanical | ASG/F/EM/LS1/24 | Service Elevator | F-Block Lift Lobby | [5 empty] | Mitsubishi Elcetric India Pvt Ltd | Survey No.78/2B3,78/2A1C,78/2A2C, Orakadu road, Sholavaram, Chennai-600067TN,India | Mitsubishi Elcetric India Pvt Ltd | Survey No.78/2B3,78/2A1C,78/2A2C, Orakadu road, Sholavaram, Chennai-600067TN,India
137 | Electro Mechanical | ASG/G/EM/LS1/25 | Service Elevator | G-Block Lift Lobby | [5 empty] | Mitsubishi Elcetric India Pvt Ltd | Survey No.78/2B3,78/2A1C,78/2A2C, Orakadu road, Sholavaram, Chennai-600067TN,India | Mitsubishi Elcetric India Pvt Ltd | Survey No.78/2B3,78/2A1C,78/2A2C, Orakadu road, Sholavaram, Chennai-600067TN,India
138 | Electro Mechanical | ASG/H/EM/LS1/26 | Service Elevator | H-Block Lift Lobby | [5 empty] | Mitsubishi Elcetric India Pvt Ltd | Survey No.78/2B3,78/2A1C,78/2A2C, Orakadu road, Sholavaram, Chennai-600067TN,India | Mitsubishi Elcetric India Pvt Ltd | Survey No.78/2B3,78/2A1C,78/2A2C, Orakadu road, Sholavaram, Chennai-600067TN,India
139 | Electro Mechanical | ASG/I/EM/LS1/27 | Service Elevator | I-Block Lift Lobby | [5 empty] | Mitsubishi Elcetric India Pvt Ltd | Survey No.78/2B3,78/2A1C,78/2A2C, Orakadu road, Sholavaram, Chennai-600067TN,India | Mitsubishi Elcetric India Pvt Ltd | Survey No.78/2B3,78/2A1C,78/2A2C, Orakadu road, Sholavaram, Chennai-600067TN,India
140
141 | Electrical | ASG/STP-AB2/E/PCC-PNL/1 | Electrical Pannel | STP Room subcellar | [5 empty] | TEJHA FABRICATORS | Plot No:13,MIE, Hafeezpet,Miyapur, HYD | TEJHA FABRICATORS | Plot No:13,MIE, Hafeezpet,Miyapur, HYD
142 | Electro Mechanical | ASG/STP-AB2/EM/RSP/1 | Raw sewage pump | STP Room subcellar | [5 empty] | Grundfos | 118,old Mahabalipuram Road, Thoraipakkam. | Revolve Engineers PVT LTD | Plot No.52, H.No.7-1-282/C/1/52/C,Linaiah Nagar, Balakampet,HYD-500018 INDIA
143 | Electro Mechanical | ASG/STP-AB2/EM/RSP/2 | Raw sewage pump | STP Room subcellar | [5 empty] | Grundfos | 118,old Mahabalipuram Road, Thoraipakkam. | Revolve Engineers PVT LTD | Plot No.52, H.No.7-1-282/C/1/52/C,Linaiah Nagar, Balakampet,HYD-500018 INDIA
144 | Mechanical | ASG/STP-AB2/EM/WFM/1 | Water Flow Meter | STP Room Rawswage pump outlet-subcellar | [5 empty] | Grundfos | 118,old Mahabalipuram Road, Thoraipakkam. | Revolve Engineers PVT LTD | Plot No.52, H.No.7-1-282/C/1/52/C,Linaiah Nagar, Balakampet,HYD-500018 INDIA
145 | Electro Mechanical | ASG/STP-AB2/EM/STP/1 | Sludge Transfer Pumps | STP Room subcellar | [5 empty] | Grundfos | 118,old Mahabalipuram Road, Thoraipakkam. | Revolve Engineers PVT LTD | Plot No.52, H.No.7-1-282/C/1/52/C,Linaiah Nagar, Balakampet,HYD-500018 INDIA
146 | Electro Mechanical | ASG/STP-AB2/EM/STP/2 |  | STP Room subcellar | [5 empty] | Grundfos | 118,old Mahabalipuram Road, Thoraipakkam. | Revolve Engineers PVT LTD | Plot No.52, H.No.7-1-282/C/1/52/C,Linaiah Nagar, Balakampet,HYD-500018 INDIA
147 | Electro Mechanical | ASG/STP-AB2/EM/STP/3 |  | STP Room subcellar | [5 empty] | Grundfos | 118,old Mahabalipuram Road, Thoraipakkam. | Revolve Engineers PVT LTD | Plot No.52, H.No.7-1-282/C/1/52/C,Linaiah Nagar, Balakampet,HYD-500018 INDIA
148 | Electro Mechanical | ASG/STP-AB2/EM/STP/4 |  | STP Room subcellar | [5 empty] | Grundfos | 118,old Mahabalipuram Road, Thoraipakkam. | Revolve Engineers PVT LTD | Plot No.52, H.No.7-1-282/C/1/52/C,Linaiah Nagar, Balakampet,HYD-500018 INDIA
149 | Electro Mechanical | ASG/STP-AB2/EM/CFP/1 | Centrifuge feed pump | STP Room subcellar | [5 empty] | Grundfos | 118,old Mahabalipuram Road, Thoraipakkam. | Revolve Engineers PVT LTD | Plot No.52, H.No.7-1-282/C/1/52/C,Linaiah Nagar, Balakampet,HYD-500018 INDIA
150 | Electro Mechanical | ASG/STP-AB2/EM/CFP/2 | Centrifuge feed pump | STP Room subcellar | [5 empty] | Grundfos | 118,old Mahabalipuram Road, Thoraipakkam. | Revolve Engineers PVT LTD | Plot No.52, H.No.7-1-282/C/1/52/C,Linaiah Nagar, Balakampet,HYD-500018 INDIA
151 | Electro Mechanical | ASG/STP-AB2/EM/AB/1 | Air blower | STP Room subcellar | [5 empty] | EVEREST Blowers | B-44,Mayapuri industrail aear, Phase-1,New Delhi-110064, Ph:+91-11-45457777, Email:info@everestblowers.com | Revolve Engineers PVT LTD | Plot No.52, H.No.7-1-282/C/1/52/C,Linaiah Nagar, Balakampet,HYD-500018 INDIA
152 | Electro Mechanical | ASG/STP-AB2/EM/AB/2 | Air blower | STP Room subcellar | [5 empty] | EVEREST Blowers | B-44,Mayapuri industrail aear, Phase-1,New Delhi-110064, Ph:+91-11-45457777, Email:info@everestblowers.com | Revolve Engineers PVT LTD | Plot No.52, H.No.7-1-282/C/1/52/C,Linaiah Nagar, Balakampet,HYD-500018 INDIA
153 | Electro Mechanical | ASG/STP-AB2/EM/AB/3 | Air blower | STP Room subcellar | [5 empty] | EVEREST Blowers | B-44,Mayapuri industrail aear, Phase-1,New Delhi-110064, Ph:+91-11-45457777, Email:info@everestblowers.com | Revolve Engineers PVT LTD | Plot No.52, H.No.7-1-282/C/1/52/C,Linaiah Nagar, Balakampet,HYD-500018 INDIA
154 | Electro Mechanical | ASG/STP-AB2/EM/AB/4 | Air blower | STP Room subcellar | [5 empty] | EVEREST Blowers | B-44,Mayapuri industrail aear, Phase-1,New Delhi-110064, Ph:+91-11-45457777, Email:info@everestblowers.com | Revolve Engineers PVT LTD | Plot No.52, H.No.7-1-282/C/1/52/C,Linaiah Nagar, Balakampet,HYD-500018 INDIA
155 | Electro Mechanical | ASG/STP-AB2/EM/FFP/1 | Filter feed pump | STP Room subcellar | [5 empty] | Kirloskar |  | Revolve Engineers PVT LTD | Plot No.52, H.No.7-1-282/C/1/52/C,Linaiah Nagar, Balakampet,HYD-500018 INDIA
156 | Electro Mechanical | ASG/STP-AB2/EM/FFP/2 | Filter feed pump | STP Room subcellar | [5 empty] | Kirloskar |  | Revolve Engineers PVT LTD | Plot No.52, H.No.7-1-282/C/1/52/C,Linaiah Nagar, Balakampet,HYD-500018 INDIA
157 | Electro Mechanical | ASG/STP-AB2/EM/FFP/3 | Filter feed pump | STP Room subcellar | [5 empty] | Kirloskar |  | Revolve Engineers PVT LTD | Plot No.52, H.No.7-1-282/C/1/52/C,Linaiah Nagar, Balakampet,HYD-500018 INDIA
158 | Electro Mechanical | ASG/STP-AB2/EM/FFP/4 | Filter feed pump | STP Room subcellar | [5 empty] | Kirloskar |  | Revolve Engineers PVT LTD | Plot No.52, H.No.7-1-282/C/1/52/C,Linaiah Nagar, Balakampet,HYD-500018 INDIA
159 | Electro Mechanical | ASG/STP-AB2/EM/ACMP/1 | Air compresor | STP Room subcellar | [5 empty] | ELGI |  | Revolve Engineers PVT LTD | Plot No.52, H.No.7-1-282/C/1/52/C,Linaiah Nagar, Balakampet,HYD-500018 INDIA
160 | Mechanical | ASG/STP-AB2/M/ACF/1 | Activated carbon filter | STP Room subcellar | [5 empty] | REPL |  | Revolve Engineers PVT LTD | Plot No.52, H.No.7-1-282/C/1/52/C,Linaiah Nagar, Balakampet,HYD-500018 INDIA
161 | Mechanical | ASG/STP-AB2/M/ACF/2 | Activated carbon filter | STP Room subcellar | [5 empty] | REPL |  | Revolve Engineers PVT LTD | Plot No.52, H.No.7-1-282/C/1/52/C,Linaiah Nagar, Balakampet,HYD-500018 INDIA
162 | Mechanical | ASG/STP-AB2/M/SF/1 | Sand filter | STP Room subcellar | [5 empty] | REPL |  | Revolve Engineers PVT LTD | Plot No.52, H.No.7-1-282/C/1/52/C,Linaiah Nagar, Balakampet,HYD-500018 INDIA
163 | Mechanical | ASG/STP-AB2/M/SF/2 | Sand filter | STP Room subcellar | [5 empty] | REPL |  | Revolve Engineers PVT LTD | Plot No.52, H.No.7-1-282/C/1/52/C,Linaiah Nagar, Balakampet,HYD-500018 INDIA
164 | Electro Mechanical | ASG/STP-AB2/EM/CDP/1 | Chlorine dosing pump | STP Room subcellar | [5 empty] | Asia LMI |  | Revolve Engineers PVT LTD | Plot No.52, H.No.7-1-282/C/1/52/C,Linaiah Nagar, Balakampet,HYD-500018 INDIA
165 | Mechanical | ASG/STP-AB2/M/WFM/2 | Water Flow Meter | STP Room subcellar | [5 empty] | Kranthi |  | Revolve Engineers PVT LTD | Plot No.52, H.No.7-1-282/C/1/52/C,Linaiah Nagar, Balakampet,HYD-500018 INDIA
166 | Mechanical | ASG/STP-AB2/M/WFM/3 | Water Flow Meter | STP Room subcellar | [5 empty] | Kranthi |  | Revolve Engineers PVT LTD | Plot No.52, H.No.7-1-282/C/1/52/C,Linaiah Nagar, Balakampet,HYD-500018 INDIA
167 | Electrical | ASG/STP-AB2/E/HNP-PNL/1 | Hydro pneumatic Panel | STP Final tank subcellar | [5 empty] | Grundfos | 118,old Mahabalipuram Road, Thoraipakkam. | Revolve Engineers PVT LTD | Plot No.52, H.No.7-1-282/C/1/52/C,Linaiah Nagar, Balakampet,HYD-500018 INDIA
168 | Electronic | ASG/STP-AB2/E/VFD/1 | VFD | STP Final tank subcellar | [5 empty] | Grundfos | 118,old Mahabalipuram Road, Thoraipakkam. | Revolve Engineers PVT LTD | Plot No.52, H.No.7-1-282/C/1/52/C,Linaiah Nagar, Balakampet,HYD-500018 INDIA
169 | Electronic | ASG/STP-AB2/E/VFD/2 | VFD | STP Final tank subcellar | [5 empty] | Grundfos | 118,old Mahabalipuram Road, Thoraipakkam. | Revolve Engineers PVT LTD | Plot No.52, H.No.7-1-282/C/1/52/C,Linaiah Nagar, Balakampet,HYD-500018 INDIA
170 | Electronic | ASG/STP-AB2/E/VFD/3 | VFD | STP Final tank subcellar | [5 empty] | Grundfos | 118,old Mahabalipuram Road, Thoraipakkam. | Revolve Engineers PVT LTD | Plot No.52, H.No.7-1-282/C/1/52/C,Linaiah Nagar, Balakampet,HYD-500018 INDIA
171 | Electronic | ASG/STP-AB2/E/VFD/4 | VFD | STP Final tank subcellar | [5 empty] | Grundfos | 118,old Mahabalipuram Road, Thoraipakkam. | Revolve Engineers PVT LTD | Plot No.52, H.No.7-1-282/C/1/52/C,Linaiah Nagar, Balakampet,HYD-500018 INDIA
172 | Electro Mechanical | ASG/STP-AB2/EM/HNS/1 | Hydro Pneumatic Pumps | STP Room subcellar | [5 empty] | Grundfos | 118,old Mahabalipuram Road, Thoraipakkam. | Revolve Engineers PVT LTD | Plot No.52, H.No.7-1-282/C/1/52/C,Linaiah Nagar, Balakampet,HYD-500018 INDIA
173 | Electro Mechanical | ASG/STP-AB2/EM/HNS/2 | Hydro Pneumatic Pumps | STP Room subcellar | [5 empty] | Grundfos | 118,old Mahabalipuram Road, Thoraipakkam. | Revolve Engineers PVT LTD | Plot No.52, H.No.7-1-282/C/1/52/C,Linaiah Nagar, Balakampet,HYD-500018 INDIA
174 | Electro Mechanical | ASG/STP-AB2/EM/HNS/3 | Hydro Pneumatic Pumps | STP Room subcellar | [5 empty] | Grundfos | 118,old Mahabalipuram Road, Thoraipakkam. | Revolve Engineers PVT LTD | Plot No.52, H.No.7-1-282/C/1/52/C,Linaiah Nagar, Balakampet,HYD-500018 INDIA
175 | Electro Mechanical | ASG/STP-AB2/EM/HNS/4 | Hydro Pneumatic Pumps | STP Room subcellar | [5 empty] | Grundfos | 118,old Mahabalipuram Road, Thoraipakkam. | Revolve Engineers PVT LTD | Plot No.52, H.No.7-1-282/C/1/52/C,Linaiah Nagar, Balakampet,HYD-500018 INDIA
176 | Mechanical | ASG/AB1/M/FWFM/1 | Flush Water flow meter | A-Block Celler | [7 empty] | Revolve Engineers PVT LTD | Plot No.52, H.No.7-1-282/C/1/52/C,Linaiah Nagar, Balakampet,HYD-500018 INDIA
177 | Mechanical | ASG/BB1/M/FWFM/2 | Flush Water flow meter | B-Block Celler | [7 empty] | Revolve Engineers PVT LTD | Plot No.52, H.No.7-1-282/C/1/52/C,Linaiah Nagar, Balakampet,HYD-500018 INDIA
178 | Mechanical | ASG/CB1/M/FWFM/3 | Flush Water flow meter | C-Block Celler | [7 empty] | Revolve Engineers PVT LTD | Plot No.52, H.No.7-1-282/C/1/52/C,Linaiah Nagar, Balakampet,HYD-500018 INDIA
179 | Mechanical | ASG/DB1/M/FWFM/4 | Flush Water flow meter | D-Block Celler | [7 empty] | Revolve Engineers PVT LTD | Plot No.52, H.No.7-1-282/C/1/52/C,Linaiah Nagar, Balakampet,HYD-500018 INDIA
180 | Mechanical | ASG/EB1/M/FWFM/5 | Flush Water flow meter | E-Block Celler | [7 empty] | Revolve Engineers PVT LTD | Plot No.52, H.No.7-1-282/C/1/52/C,Linaiah Nagar, Balakampet,HYD-500018 INDIA
181 | Mechanical | ASG/FB1/M/FWFM/6 | Flush Water flow meter | F-Block Celler | [7 empty] | Revolve Engineers PVT LTD | Plot No.52, H.No.7-1-282/C/1/52/C,Linaiah Nagar, Balakampet,HYD-500018 INDIA
182 | Mechanical | ASG/GB1/M/FWFM/7 | Flush Water flow meter | G-Block Celler | [7 empty] | Revolve Engineers PVT LTD | Plot No.52, H.No.7-1-282/C/1/52/C,Linaiah Nagar, Balakampet,HYD-500018 INDIA
183 | Mechanical | ASG/HB1/M/FWFM/8 | Flush Water flow meter | H-Block Celler | [7 empty] | Revolve Engineers PVT LTD | Plot No.52, H.No.7-1-282/C/1/52/C,Linaiah Nagar, Balakampet,HYD-500018 INDIA
184 | Mechanical | ASG/IB1/M/FWFM/9 | Flush Water flow meter | I-Block Celler | [7 empty] | Revolve Engineers PVT LTD | Plot No.52, H.No.7-1-282/C/1/52/C,Linaiah Nagar, Balakampet,HYD-500018 INDIA
185 | Electro Mechanical | ASG/STP-AB2/EM/PDP/1 | Ploy Dosing Pump | STP Room subcellar | [5 empty] | Asia LMI |  | Revolve Engineers PVT LTD | Plot No.52, H.No.7-1-282/C/1/52/C,Linaiah Nagar, Balakampet,HYD-500018 INDIA
186 | Electro Mechanical | ASG/STP-AB2/EM/CF/1 | Centrifuge | STP Room subcellar | [5 empty] | Hiller |  | Revolve Engineers PVT LTD | Plot No.52, H.No.7-1-282/C/1/52/C,Linaiah Nagar, Balakampet,HYD-500018 INDIA
187
188 | Electrical | ASG/WSP-AB2/E/PNL/1 | Electrical PCC Panel | WSP Pump room B2 | [5 empty] | TEJHA FABRICATORS | Plot No:13,MIE, Hafeezpet,Miyapur, HYD | TEJHA FABRICATORS | Plot No:13,MIE, Hafeezpet,Miyapur, HYD
189 | Electro Mechanical | ASG/WSP-AB2/EM/FF/1 | Filter feed pump | Raw water tank-1 | [5 empty] | Grundfos | 118,old Mahabalipuram Road, Thoraipakkam. | Revolve Engineers PVT LTD | Plot No.52, H.No.7-1-282/C/1/52/C,Linaiah Nagar, Balakampet,HYD-500018 INDIA
190 | Electro Mechanical | ASG/WSP/EM/FF/2 | Filter feed pump | Raw water tank-1 | [5 empty] | Grundfos | 118,old Mahabalipuram Road, Thoraipakkam. | Revolve Engineers PVT LTD | Plot No.52, H.No.7-1-282/C/1/52/C,Linaiah Nagar, Balakampet,HYD-500018 INDIA
191 | Electro Mechanical | ASG/WSP/EM/FF/3 | Filter feed pump | Raw water tank-2 | [5 empty] | Grundfos | 118,old Mahabalipuram Road, Thoraipakkam. | Revolve Engineers PVT LTD | Plot No.52, H.No.7-1-282/C/1/52/C,Linaiah Nagar, Balakampet,HYD-500018 INDIA
192 | Electro Mechanical | ASG/WSP/EM/FF/4 | Filter feed pump | Raw water tank-2 | [5 empty] | Grundfos | 118,old Mahabalipuram Road, Thoraipakkam. | Revolve Engineers PVT LTD | Plot No.52, H.No.7-1-282/C/1/52/C,Linaiah Nagar, Balakampet,HYD-500018 INDIA
193 | Mechanical | ASG/WSP-AB2/M/ACF/1 | Activated carbon filter | WSP Pump room B2 | [7 empty] | Revolve Engineers PVT LTD | Plot No.52, H.No.7-1-282/C/1/52/C,Linaiah Nagar, Balakampet,HYD-500018 INDIA
194 | Mechanical | ASG/WSP-AB2/M/SF/1 | Sand filter | WSP Pump room B2 | [7 empty] | Revolve Engineers PVT LTD | Plot No.52, H.No.7-1-282/C/1/52/C,Linaiah Nagar, Balakampet,HYD-500018 INDIA
195 | Electro Mechanical | ASG/WSP/EM/DWP/1 | De watering pump | WSP Pump room B2 | [5 empty] | Grundfos | 118,old Mahabalipuram Road, Thoraipakkam. | Revolve Engineers PVT LTD | Plot No.52, H.No.7-1-282/C/1/52/C,Linaiah Nagar, Balakampet,HYD-500018 INDIA
196 | Electro Mechanical | ASG/WSP/EM/DWP/2 | De watering pump | WSP Pump room B2 | [5 empty] | Grundfos | 118,old Mahabalipuram Road, Thoraipakkam. | Revolve Engineers PVT LTD | Plot No.52, H.No.7-1-282/C/1/52/C,Linaiah Nagar, Balakampet,HYD-500018 INDIA
197 | Electro Mechanical | ASG/WSP/EM/STRP/1 | Stirrier pump | WSP Pump room B2 | [7 empty] | Revolve Engineers Pvt Ltd | Plot No.52,H.No.7-1-282/C/1/52/C, Linaiah Nagar, Balkampet, Hyd-500018 | 90000 | 2016-03-31
198 | Electro Mechanical | ASG/WSP-AB2/EM/CDP/1 | Chlorine dosing pump | WSP Pump room B2 | [7 empty] | Revolve Engineers PVT LTD | Plot No.52, H.No.7-1-282/C/1/52/C,Linaiah Nagar, Balakampet,HYD-500018 INDIA
199 | Electro Mechanical | ASG/WSP/EM/HNSD/1 | Hydro Pneumatic Domestic pump | WSP Pump room B2 | [5 empty] | Grundfos | 118,old Mahabalipuram Road, Thoraipakkam. | Revolve Engineers PVT LTD | Plot No.52, H.No.7-1-282/C/1/52/C,Linaiah Nagar, Balakampet,HYD-500018 INDIA | 1262562 | 2015-05-19
200 | Electro Mechanical | ASG/WSP/EM/HNSD/2 | Hydro Pneumatic Domestic pump | WSP Pump room B2 | [5 empty] | Grundfos | 118,old Mahabalipuram Road, Thoraipakkam. | Revolve Engineers PVT LTD | Plot No.52, H.No.7-1-282/C/1/52/C,Linaiah Nagar, Balakampet,HYD-500018 INDIA | 1262562 | 2015-05-19
201 | Electro Mechanical | ASG/WSP/EM/HNSD/3 | Hydro Pneumatic Domestic pump | WSP Pump room B2 | [5 empty] | Grundfos | 118,old Mahabalipuram Road, Thoraipakkam. | Revolve Engineers PVT LTD | Plot No.52, H.No.7-1-282/C/1/52/C,Linaiah Nagar, Balakampet,HYD-500018 INDIA | 1262562 | 2015-05-19
202 | Electro Mechanical | ASG/WSP/EM/HNSM/1 | Hydro Pneumatic Manjeera pump | WSP Pump room B2 | [5 empty] | Grundfos | 118,old Mahabalipuram Road, Thoraipakkam. | Revolve Engineers PVT LTD | Plot No.52, H.No.7-1-282/C/1/52/C,Linaiah Nagar, Balakampet,HYD-500018 INDIA | 548739 | 2015-05-19
203 | Electro Mechanical | ASG/WSP/EM/HNSM/2 | Hydro Pneumatic Manjeera pump | WSP Pump room B2 | [5 empty] | Grundfos | 118,old Mahabalipuram Road, Thoraipakkam. | Revolve Engineers PVT LTD | Plot No.52, H.No.7-1-282/C/1/52/C,Linaiah Nagar, Balakampet,HYD-500018 INDIA | 548739 | 2015-05-19
204 | Mechanical | ASG/AB1/M/DWFM/1 | Domestic water meters | A-Block Celler
205 | Mechanical | ASG/BB1/M/DWFM/2 | Domestic water meters | B-Block Celler
206 | Mechanical | ASG/CB1/M/DWFM/3 | Domestic water meters | C-Block Celler
207 | Mechanical | ASG/DB1/M/DWFM/4 | Domestic water meters | D-Block Celler
208 | Mechanical | ASG/EB1/M/DWFM/5 | Domestic water meters | E-Block Celler
209 | Mechanical | ASG/FB1/M/DWFM/6 | Domestic water meters | F-Block Celler
210 | Mechanical | ASG/GB1/M/DWFM/7 | Domestic water meters | G-Block Celler
211 | Mechanical | ASG/HB1/M/DWFM/8 | Domestic water meters | H-Block Celler
212 | Mechanical | ASG/IB1/M/DWFM/9 | Domestic water meters | I-Block Celler
213 | Mechanical | ASG/AB1/M/MWFM/1 | Manjeera Water Meters | A-Block Celler
214 | Mechanical | ASG/BB1/M/MWFM/2 | Manjeera Water Meters | B-Block Celler
215 | Mechanical | ASG/CB1/M/MWFM/3 | Manjeera Water Meters | C-Block Celler
216 | Mechanical | ASG/DB1/M/MWFM/4 | Manjeera Water Meters | D-Block Celler
217 | Mechanical | ASG/EB1/M/MWFM/5 | Manjeera Water Meters | E-Block Celler
218 | Mechanical | ASG/FB1/M/MWFM/6 | Manjeera Water Meters | F-Block Celler
219 | Mechanical | ASG/GB1/M/MWFM/7 | Manjeera Water Meters | G-Block Celler
220 | Mechanical | ASG/HB1/M/MWFM/8 | Manjeera Water Meters | H-Block Celler
221 | Mechanical | ASG/IB1/M/MWFM/9 | Manjeera Water Meters | I-Block Celler
222
223 | Electro Mechanical | ASG/FPH-AB2/EM/JP/1 | Jockey Pump | Fire pump house- A | [5 empty] | Grundfos | 118,old Mahabalipuram Road, Thoraipakkam. | Revolve Engineers PVT LTD | Plot No.52, H.No.7-1-282/C/1/52/C,Linaiah Nagar, Balakampet,HYD-500018 INDIA | 65705 | 2015-04-28
224 | Electro Mechanical | ASG/FPH-BB2/EM/JP/2 | Jockey Pump | Fire pump house- B | [5 empty] | Grundfos | 118,old Mahabalipuram Road, Thoraipakkam. | Revolve Engineers PVT LTD | Plot No.52, H.No.7-1-282/C/1/52/C,Linaiah Nagar, Balakampet,HYD-500018 INDIA | 65705 | 2015-04-28
225 | Electro Mechanical | ASG/FPH-CB2/EM/JP/3 | Jockey Pump | Fire pump house- C | [5 empty] | Grundfos | 118,old Mahabalipuram Road, Thoraipakkam. | Revolve Engineers PVT LTD | Plot No.52, H.No.7-1-282/C/1/52/C,Linaiah Nagar, Balakampet,HYD-500018 INDIA | 65705 | 2015-04-28
226 | Electro Mechanical | ASG/FPH-DB2/EM/JP/4 | Jockey Pump | Fire pump house- D | [5 empty] | Grundfos | 118,old Mahabalipuram Road, Thoraipakkam. | Revolve Engineers PVT LTD | Plot No.52, H.No.7-1-282/C/1/52/C,Linaiah Nagar, Balakampet,HYD-500018 INDIA | 65705 | 2015-04-28
227 | Electro Mechanical | ASG/FPH-EB2/EM/JP/5 | Jockey Pump | Fire pump house- E | [5 empty] | Grundfos | 118,old Mahabalipuram Road, Thoraipakkam. | Revolve Engineers PVT LTD | Plot No.52, H.No.7-1-282/C/1/52/C,Linaiah Nagar, Balakampet,HYD-500018 INDIA | 65705 | 2015-04-28
228 | Electro Mechanical | ASG/FPH-FB2/EM/JP/6 | Jockey Pump | Fire pump house- F | [5 empty] | Grundfos | 118,old Mahabalipuram Road, Thoraipakkam. | Revolve Engineers PVT LTD | Plot No.52, H.No.7-1-282/C/1/52/C,Linaiah Nagar, Balakampet,HYD-500018 INDIA | 65705 | 2015-04-28
229 | Electro Mechanical | ASG/FPH-GB2/EM/JP/7 | Jockey Pump | Fire pump house- G | [5 empty] | Grundfos | 118,old Mahabalipuram Road, Thoraipakkam. | Revolve Engineers PVT LTD | Plot No.52, H.No.7-1-282/C/1/52/C,Linaiah Nagar, Balakampet,HYD-500018 INDIA | 65705 | 2015-04-28
230 | Electro Mechanical | ASG/FPH-HB2/EM/JP/8 | Jockey Pump | Fire pump house- H | [5 empty] | Grundfos | 118,old Mahabalipuram Road, Thoraipakkam. | Revolve Engineers PVT LTD | Plot No.52, H.No.7-1-282/C/1/52/C,Linaiah Nagar, Balakampet,HYD-500018 INDIA | 65705 | 2015-04-28
231 | Electro Mechanical | ASG/FPH-IB2/EM/JP/9 | Jockey Pump | Fire pump house- I | [5 empty] | Grundfos | 118,old Mahabalipuram Road, Thoraipakkam. | Revolve Engineers PVT LTD | Plot No.52, H.No.7-1-282/C/1/52/C,Linaiah Nagar, Balakampet,HYD-500018 INDIA | 65705 | 2015-04-28
232 | Electro Mechanical | ASG/FPH-AB2/EM/MP/1 | Main Pump | Fire pump house- A | [5 empty] | Grundfos | 118,old Mahabalipuram Road, Thoraipakkam. | Revolve Engineers PVT LTD | Plot No.52, H.No.7-1-282/C/1/52/C,Linaiah Nagar, Balakampet,HYD-500018 INDIA | 283642 | 2015-04-28
233 | Electro Mechanical | ASG/FPH-AB2/EM/SMP/2 | Main Pump | Fire pump house- A | [5 empty] | Grundfos | 118,old Mahabalipuram Road, Thoraipakkam. | Revolve Engineers PVT LTD | Plot No.52, H.No.7-1-282/C/1/52/C,Linaiah Nagar, Balakampet,HYD-500018 INDIA | 283642 | 2015-04-28
234 | Electro Mechanical | ASG/FPH-BB2/EM/MP/3 | Main Pump | Fire pump house- B | [5 empty] | Grundfos | 118,old Mahabalipuram Road, Thoraipakkam. | Revolve Engineers PVT LTD | Plot No.52, H.No.7-1-282/C/1/52/C,Linaiah Nagar, Balakampet,HYD-500018 INDIA | 283642 | 2015-04-28
235 | Electro Mechanical | ASG/FPH-CB2/EM/MP/4 | Main Pump | Fire pump house- C | [5 empty] | Grundfos | 118,old Mahabalipuram Road, Thoraipakkam. | Revolve Engineers PVT LTD | Plot No.52, H.No.7-1-282/C/1/52/C,Linaiah Nagar, Balakampet,HYD-500018 INDIA | 283642 | 2015-04-28
236 | Electro Mechanical | ASG/FPH-DB2/EM/MP/5 | Main Pump | Fire pump house- D | [5 empty] | Grundfos | 118,old Mahabalipuram Road, Thoraipakkam. | Revolve Engineers PVT LTD | Plot No.52, H.No.7-1-282/C/1/52/C,Linaiah Nagar, Balakampet,HYD-500018 INDIA | 283642 | 2015-04-28
237 | Electro Mechanical | ASG/FPH-EB2/EM/MP/6 | Main Pump | Fire pump house- E | [5 empty] | Grundfos | 118,old Mahabalipuram Road, Thoraipakkam. | Revolve Engineers PVT LTD | Plot No.52, H.No.7-1-282/C/1/52/C,Linaiah Nagar, Balakampet,HYD-500018 INDIA | 283642 | 2015-04-28
238 | Electro Mechanical | ASG/FPH-FB2/EM/MP/7 | Main Pump | Fire pump house- F | [5 empty] | Grundfos | 118,old Mahabalipuram Road, Thoraipakkam. | Revolve Engineers PVT LTD | Plot No.52, H.No.7-1-282/C/1/52/C,Linaiah Nagar, Balakampet,HYD-500018 INDIA | 283642 | 2015-04-28
239 | Electro Mechanical | ASG/FPH-GB2/EM/MP/8 | Main Pump | Fire pump house- G | [5 empty] | Grundfos | 118,old Mahabalipuram Road, Thoraipakkam. | Revolve Engineers PVT LTD | Plot No.52, H.No.7-1-282/C/1/52/C,Linaiah Nagar, Balakampet,HYD-500018 INDIA | 283642 | 2015-04-28
240 | Electro Mechanical | ASG/FPH-HB2/EM/MP/9 | Main Pump | Fire pump house- H | [5 empty] | Grundfos | 118,old Mahabalipuram Road, Thoraipakkam. | Revolve Engineers PVT LTD | Plot No.52, H.No.7-1-282/C/1/52/C,Linaiah Nagar, Balakampet,HYD-500018 INDIA | 283642 | 2015-04-28
241 | Electro Mechanical | ASG/FPH-IB2/EM/MP/10 | Main Pump | Fire pump house- I | [5 empty] | Grundfos | 118,old Mahabalipuram Road, Thoraipakkam. | Revolve Engineers PVT LTD | Plot No.52, H.No.7-1-282/C/1/52/C,Linaiah Nagar, Balakampet,HYD-500018 INDIA | 283642 | 2015-04-28
242 | Mechanical | ASG/FPH-AB2/M/DGP/1 | Diesel driven pump | Fire pump house- A | [5 empty] | Greaves cotton limited | Greaves cotton ltd, Diesel engine unit, Chinchwad, Pune-411019,India | Revolve Engineers PVT LTD | Plot No.52, H.No.7-1-282/C/1/52/C,Linaiah Nagar, Balakampet,HYD-500018 INDIA | 516861 | 2015-04-28
243 | Mechanical | ASG/FPH-BB2/M/DGP/2 | Diesel driven pump | Fire pump house- B | [5 empty] | Greaves cotton limited | Greaves cotton ltd, Diesel engine unit, Chinchwad, Pune-411019,India | Revolve Engineers PVT LTD | Plot No.52, H.No.7-1-282/C/1/52/C,Linaiah Nagar, Balakampet,HYD-500018 INDIA | 516861 | 2015-04-28
244 | Mechanical | ASG/FPH-CB2/M/DGP/3 | Diesel driven pump | Fire pump house- C | [5 empty] | Greaves cotton limited | Greaves cotton ltd, Diesel engine unit, Chinchwad, Pune-411019,India | Revolve Engineers PVT LTD | Plot No.52, H.No.7-1-282/C/1/52/C,Linaiah Nagar, Balakampet,HYD-500018 INDIA | 516861 | 2015-04-28
245 | Mechanical | ASG/FPH-DB2/M/DGP/4 | Diesel driven pump | Fire pump house- D | [5 empty] | Greaves cotton limited | Greaves cotton ltd, Diesel engine unit, Chinchwad, Pune-411019,India | Revolve Engineers PVT LTD | Plot No.52, H.No.7-1-282/C/1/52/C,Linaiah Nagar, Balakampet,HYD-500018 INDIA | 516861 | 2015-04-28
246 | Mechanical | ASG/FPH-EB2/M/DGP/5 | Diesel driven pump | Fire pump house- E | [5 empty] | Greaves cotton limited | Greaves cotton ltd, Diesel engine unit, Chinchwad, Pune-411019,India | Revolve Engineers PVT LTD | Plot No.52, H.No.7-1-282/C/1/52/C,Linaiah Nagar, Balakampet,HYD-500018 INDIA | 516861 | 2015-04-28
247 | Mechanical | ASG/FPH-FB2/M/DGP/6 | Diesel driven pump | Fire pump house- F | [5 empty] | Greaves cotton limited | Greaves cotton ltd, Diesel engine unit, Chinchwad, Pune-411019,India | Revolve Engineers PVT LTD | Plot No.52, H.No.7-1-282/C/1/52/C,Linaiah Nagar, Balakampet,HYD-500018 INDIA | 516861 | 2015-04-28
248 | Mechanical | ASG/FPH-GB2/M/DGP/7 | Diesel driven pump | Fire pump house- G | [5 empty] | Greaves cotton limited | Greaves cotton ltd, Diesel engine unit, Chinchwad, Pune-411019,India | Revolve Engineers PVT LTD | Plot No.52, H.No.7-1-282/C/1/52/C,Linaiah Nagar, Balakampet,HYD-500018 INDIA | 516861 | 2015-04-28
249 | Mechanical | ASG/FPH-HB2/M/DGP/8 | Diesel driven pump | Fire pump house- H | [5 empty] | Greaves cotton limited | Greaves cotton ltd, Diesel engine unit, Chinchwad, Pune-411019,India | Revolve Engineers PVT LTD | Plot No.52, H.No.7-1-282/C/1/52/C,Linaiah Nagar, Balakampet,HYD-500018 INDIA | 516861 | 2015-04-28
250 | Mechanical | ASG/FPH-IB2/M/DGP/9 | Diesel driven pump | Fire pump house- I | [5 empty] | Greaves cotton limited | Greaves cotton ltd, Diesel engine unit, Chinchwad, Pune-411019,India | Revolve Engineers PVT LTD | Plot No.52, H.No.7-1-282/C/1/52/C,Linaiah Nagar, Balakampet,HYD-500018 INDIA | 516861 | 2015-04-28
251
252 | Electro Mechanical | ASG/A-B2/EM/SWP/2 | Storm water pump | A-Block B2 Dewatering sump | [5 empty] | Grundfos | 118,old Mahabalipuram Road, Thoraipakkam. | Revolve Engineers PVT LTD | Plot No.52, H.No.7-1-282/C/1/52/C,Linaiah Nagar, Balakampet,HYD-500018 INDIA
253 | Electro Mechanical | ASG/C-B2/EM/SWP/3 | Storm water pump | C-Block B2 Dewatering sump
254 | Electro Mechanical | ASG/C-B2/EM/SWP/4 | Storm water pump | C-Block B2 Dewatering sump
255 | Electro Mechanical | ASG/E-B2/EM/SWP/5 | Storm water pump | E-Block B2 Dewatering sump
256 | Electro Mechanical | ASG/E-B2/EM/SWP/6 | Storm water pump | E-Block B2 Dewatering sump
257 | Electro Mechanical | ASG/I-B2/EM/SWP/7 | Storm water pump | I-Block B2 Dewatering sump
258 | Electro Mechanical | ASG/I-B2/EM/SWP/8 | Storm water pump | I-Block B2 Dewatering sump
259 | Electro Mechanical | ASG/B-B2/EM/OZP/1 | Oozing pump | B-Block sub cellar | [5 empty] | Smart Sub Submersible |  | Revolve Engineers PVT LTD | Plot No.52, H.No.7-1-282/C/1/52/C,Linaiah Nagar, Balakampet,HYD-500018 INDIA
260 | Electro Mechanical | ASG/C-B2/EM/OZP/2 | Oozing pump | C-Block sub cellar | [5 empty] | Smart Sub Submersible
261 | Electro Mechanical | ASG/D-B2/EM/OZP/3 | Oozing pump | D-Block sub cellar | [5 empty] | Smart Sub Submersible
262 | Electro Mechanical | ASG/E-B2/EM/OZP/4 | Oozing pump | E-Block sub cellar | [5 empty] | Smart Sub Submersible
263 | Electro Mechanical | ASG/F-B2/EM/OZP/5 | Oozing pump | F-Block sub cellar | [5 empty] | Smart Sub Submersible
264 | Electro Mechanical | ASG/G-B2/EM/OZP/6 | Oozing pump | G-Block sub cellar | [5 empty] | Smart Sub Submersible
265 | Electro Mechanical | ASG/H-B2/EM/OZP/7 | Oozing pump | H-Block sub cellar | [5 empty] | Smart Sub Submersible
266 | Electro Mechanical | ASG/I-B2/EM/OZP/8 | Oozing pump | I-Block sub cellar | [5 empty] | Smart Sub Submersible
267 | Electro Mechanical | ASG/RWS-CP/EM/RWP/1 | Rain water pump | Rain water sump c-block podium | [5 empty] | Smart Sub Submersible
268 | Electro Mechanical | ASG/RWS-CP/EM/RWP/2 | Rain water pump | Rain water sump c-block podium | [5 empty] | Smart Sub Submersible
269 | Electro Mechanical | ASG/RWS-CP/EM/RWP/3 | Rain water pump | Rain water sump c-block podium | [5 empty] | Smart Sub Submersible
270 | Electro Mechanical | ASG/RWS-FB1/EM/RWP/4 | Rain water pump | Rain water sump F-block cellar | [5 empty] | Smart Sub Submersible
271 | Electro Mechanical | ASG/RWS-FB1/EM/RWP/5 | Rain water pump | Rain water sump F-block cellar | [5 empty] | Smart Sub Submersible
272 | Electro Mechanical | ASG/RWS-FB1/EM/RWP/6 | Rain water pump | Rain water sump F-block cellar | [5 empty] | Smart Sub Submersible
273 | Electro Mechanical | ASG/IRSB-B1/EM/OHTP/1 | OH tank pump | Irrigation sump B block | [5 empty] | Smart Sub Submersible
274 | Electro Mechanical | ASG/IRSB-B1/EM/OHTP/2 | OH tank pump | [6 empty] | Smart Sub Submersible
275 | Electro Mechanical | ASG/IRSC-B1/EM/OHTP/3 | OH tank pump | Irrigation sump C block | [5 empty] | Smart Sub Submersible
276 | Electro Mechanical | ASG/IRSC-B1/EM/OHTP/4 | OH tank pump | [6 empty] | Smart Sub Submersible
277 | Electro Mechanical | ASG/IRSF-B1/EM/OHTP/5 | OH tank pump | Irrigation sump F block | [5 empty] | Smart Sub Submersible
278 | Electro Mechanical | ASG/IRSF-B1/EM/OHTP/6 | OH tank pump | [6 empty] | Smart Sub Submersible
279 | Electro Mechanical | ASG/IRSG-B1/EM/OHTP/7 | OH tank pump | Irrigation sump G block | [5 empty] | Smart Sub Submersible
280 | Electro Mechanical | ASG/IRSG-B1/EM/OHTP/8 | OH tank pump | [6 empty] | Smart Sub Submersible
281 | Electro Mechanical | ASG/IRSH-B1/EM/OHTP/9 | OH tank pump | Irrigation sump H block | [5 empty] | Smart Sub Submersible
282 | Electro Mechanical | ASG/IRSH-B1/EM/OHTP/10 | OH tank pump | [6 empty] | Smart Sub Submersible
283
284 | Electro Mechanical | ASG/SWP-CH/EM/FP/1 | Filteration Pump | Club house pump room | [5 empty] | Astral Pool | Astral India pvt.ltd. No.44/25, Ranjith Road, Kotturpuram, chennai 600085, Tamilnadu, India | Clear Water pools pvt. Ltd. | Flat No.F4, Severa Residency, House No.8-3-167/9, Erragadda, Hyderabad-500018 india
285 | Electro Mechanical | ASG/SWP-CH/EM/FP/2 | Filteration Pump | Club house pump room
286 | Electro Mechanical | ASG/SWP-CH/EM/FP/3 | Filteration Pump | Club house pump room
287 | Electro Mechanical | ASG/SWP-CH/EM/FP/4 | Filteration Pump | Club house pump room
288 | Electro Mechanical | ASG/SWP-CH/EM/JZ/1 | Jaccozi | Club house pump room
289 | Electro Mechanical | ASG/SWP-CH/EM/JZ/2 | Jaccozi | Club house pump room
290 | Electro Mechanical | ASG/SWP-CH/EM/SP/1 | Spout pump | Club house pump room
291 | Electro Mechanical | ASG/SWP-CH/EM/TP/2 | Tortoise pump | Club house pump room
292 | Electro Mechanical | ASG/SWP-CH/EM/AB/1 | Air blower | Club house terrace
293 | Electro Mechanical | ASG/SWP-CH/EM/AB/2 | Air blower | Club house terrace
294 | Electro Mechanical | ASG/SWP-CH/EM/AB/3 | Air blower | Club house terrace
295
296 | Electro Mechanical | ASG/CF-B2/EM/FP/1 | Filteration Pump | Pump room basement-2
297 | Electro Mechanical | ASG/CF-B2/EM/FP/2 | Filteration Pump | Pump room basement-2
298 | Electro Mechanical | ASG/CF-B2/EM/MBP/1 | Mono block pump | Pump room basement-2
299 | Electro Mechanical | ASG/CF-B2/EM/MBP/2 | Mono block pump | Pump room basement-2
300 | Electro Mechanical | ASG/CF-P/EM/SUB/1 | Submercible pump | Central Fountain
301 | Electro Mechanical | ASG/CF-P/EM/SUB/2 | Submercible pump | Central Fountain
302 | Electro Mechanical | ASG/CF-P/EM/SUB/3 | Submercible pump | Central Fountain
303
304 | Electro Mechanical | ASG/MGP-B2/EM/FP/1 | Filteration Pump | Main gate Pump room I-block B2
305 | Electro Mechanical | ASG/MGP-B2/EM/FP/2 | Filteration Pump | Main gate Pump room I-block B3
306 | Electro Mechanical | ASG/WB-MGE/EM/SUB/1 | Submercible pump | Main gate water body
307 | Electro Mechanical | ASG/WB-MGE/EM/SUB/2 | Submercible pump | Main gate water body
308
309 | Electrical | ASG/BW/E/SF/1 | Solar Fenceing | Boundary Wall | [5 empty] | V&S Technologies | V&S Technologies, #203, A-block aditya Elite, adj lane to keertilaal Jewelers,Hyd | V&S Technologies | V&S Technologies, #203, A-block aditya Elite, adj lane to keertilaal Jewelers,Hyd
310 | Electrical | ASG/BW/E/SF/2 | Solar Fenceing | Boundary Wall | [5 empty] | V&S Technologies | V&S Technologies, #203, A-block aditya Elite, adj lane to keertilaal Jewelers,Hyd | V&S Technologies | V&S Technologies, #203, A-block aditya Elite, adj lane to keertilaal Jewelers,Hyd
311 | Electronic | ASG/MG-ENT/EC/BB/1 | Boom Barrier | Main Gate IN&OUT
312 | Electronic | ASG/MG-ENT/EC/BB/2 | Boom Barrier | Main Gate IN&OUT
313 | Electronic | ASG/MG-EXT/EC/BB/3 | Boom Barrier | Main Gate IN&OUT
314 | Electronic | ASG/MG-EXT/EC/BB/4 | Boom Barrier | Main Gate IN&OUT
315
316 | Electronic | ASG/MG/SEC/CCTV/1 | CCTV | Main gate Entrance | [5 empty] | CPPLUS | Hans Henny Jahnn Weg 9 D22085, Hamburg, Germany Tel:+49-40-22705114, Fax:+49-40-22705297 | Protocol India Pvt,Ltd., | #301, Plot No.1208,Spline Arcade,Ayyapa socitety,Madhapur,Hyd-500081 | 4620 | 2015-09-29
317 | Electronic | ASG/MG/SEC/CCTV/SEC/2 | CCTV | Main gate Entrance | [5 empty] | CPPLUS | Hans Henny Jahnn Weg 9 D22085, Hamburg, Germany Tel:+49-40-22705114, Fax:+49-40-22705297 | Protocol India Pvt,Ltd., | #301, Plot No.1208,Spline Arcade,Ayyapa socitety,Madhapur,Hyd-500081 | 4620
318 | Electronic | ASG/AP1/SEC/CCTV/3 | CCTV | A-block Passenger lift-1 | [5 empty] | CPPLUS | Hans Henny Jahnn Weg 9 D22085, Hamburg, Germany Tel:+49-40-22705114, Fax:+49-40-22705297 | Protocol India Pvt,Ltd., | #301, Plot No.1208,Spline Arcade,Ayyapa socitety,Madhapur,Hyd-500081 | 4320
319 | Electronic | ASG/AP2/SEC/CCTV/4 | CCTV | A-block Passenger lift-2 | [5 empty] | CPPLUS | Hans Henny Jahnn Weg 9 D22085, Hamburg, Germany Tel:+49-40-22705114, Fax:+49-40-22705297 | Protocol India Pvt,Ltd., | #301, Plot No.1208,Spline Arcade,Ayyapa socitety,Madhapur,Hyd-500081 | 4320
320 | Electronic | ASG/AS1/SEC/CCTV/5 | CCTV | A-block Service lift-1 | [5 empty] | CPPLUS | Hans Henny Jahnn Weg 9 D22085, Hamburg, Germany Tel:+49-40-22705114, Fax:+49-40-22705297 | Protocol India Pvt,Ltd., | #301, Plot No.1208,Spline Arcade,Ayyapa socitety,Madhapur,Hyd-500081 | 4320
321 | Electronic | ASG/AG/SEC/CCTV/6 | CCTV | A-block Ground Floor | [5 empty] | CPPLUS | Hans Henny Jahnn Weg 9 D22085, Hamburg, Germany Tel:+49-40-22705114, Fax:+49-40-22705297 | Protocol India Pvt,Ltd., | #301, Plot No.1208,Spline Arcade,Ayyapa socitety,Madhapur,Hyd-500081 | 4320
322 | Electronic | ASG/AB1/SEC/CCTV/7 | CCTV | A-Block B1 Lift Lobby | [5 empty] | CPPLUS | Hans Henny Jahnn Weg 9 D22085, Hamburg, Germany Tel:+49-40-22705114, Fax:+49-40-22705297 | Protocol India Pvt,Ltd., | #301, Plot No.1208,Spline Arcade,Ayyapa socitety,Madhapur,Hyd-500081 | 4320
323 | Electronic | ASG/AB2/SEC/CCTV/8 | CCTV | A-Block B2 Lift Lobby | [5 empty] | CPPLUS | Hans Henny Jahnn Weg 9 D22085, Hamburg, Germany Tel:+49-40-22705114, Fax:+49-40-22705297 | Protocol India Pvt,Ltd., | #301, Plot No.1208,Spline Arcade,Ayyapa socitety,Madhapur,Hyd-500081 | 4320
324 | Electronic | ASG/AT/SEC/CCTV/9 | CCTV | A-Block Terrace | [5 empty] | CPPLUS | Hans Henny Jahnn Weg 9 D22085, Hamburg, Germany Tel:+49-40-22705114, Fax:+49-40-22705297 | Protocol India Pvt,Ltd., | #301, Plot No.1208,Spline Arcade,Ayyapa socitety,Madhapur,Hyd-500081 | 4320
325 | Electronic | ASG/BP1/SEC/CCTV/10 | CCTV | B-block Passenger lift-1 | [5 empty] | CPPLUS | Hans Henny Jahnn Weg 9 D22085, Hamburg, Germany Tel:+49-40-22705114, Fax:+49-40-22705297 | Protocol India Pvt,Ltd., | #301, Plot No.1208,Spline Arcade,Ayyapa socitety,Madhapur,Hyd-500081 | 4320
326 | Electronic | ASG/BP2/SEC/CCTV/11 | CCTV | B-block Passenger lift-2 | [5 empty] | CPPLUS | Hans Henny Jahnn Weg 9 D22085, Hamburg, Germany Tel:+49-40-22705114, Fax:+49-40-22705297 | Protocol India Pvt,Ltd., | #301, Plot No.1208,Spline Arcade,Ayyapa socitety,Madhapur,Hyd-500081 | 4320
327 | Electronic | ASG/BS1/SEC/CCTV/12 | CCTV | B-block Service lift-1 | [5 empty] | CPPLUS | Hans Henny Jahnn Weg 9 D22085, Hamburg, Germany Tel:+49-40-22705114, Fax:+49-40-22705297 | Protocol India Pvt,Ltd., | #301, Plot No.1208,Spline Arcade,Ayyapa socitety,Madhapur,Hyd-500081 | 4320
328 | Electronic | ASG/BG/SEC/CCTV/13 | CCTV | B-block Ground Floor | [5 empty] | CPPLUS | Hans Henny Jahnn Weg 9 D22085, Hamburg, Germany Tel:+49-40-22705114, Fax:+49-40-22705297 | Protocol India Pvt,Ltd., | #301, Plot No.1208,Spline Arcade,Ayyapa socitety,Madhapur,Hyd-500081 | 4320
329 | Electronic | ASG/BB1/SEC/CCTV/14 | CCTV | B-Block B1 Lift Lobby | [5 empty] | CPPLUS | Hans Henny Jahnn Weg 9 D22085, Hamburg, Germany Tel:+49-40-22705114, Fax:+49-40-22705297 | Protocol India Pvt,Ltd., | #301, Plot No.1208,Spline Arcade,Ayyapa socitety,Madhapur,Hyd-500081 | 4320
330 | Electronic | ASG/BB2/SEC/CCTV/15 | CCTV | B-Block B2 Lift Lobby | [5 empty] | CPPLUS | Hans Henny Jahnn Weg 9 D22085, Hamburg, Germany Tel:+49-40-22705114, Fax:+49-40-22705297 | Protocol India Pvt,Ltd., | #301, Plot No.1208,Spline Arcade,Ayyapa socitety,Madhapur,Hyd-500081 | 4320
331 | Electronic | ASG/BT/SEC/CCTV/16 | CCTV | B-Block Terrace | [5 empty] | CPPLUS | Hans Henny Jahnn Weg 9 D22085, Hamburg, Germany Tel:+49-40-22705114, Fax:+49-40-22705297 | Protocol India Pvt,Ltd., | #301, Plot No.1208,Spline Arcade,Ayyapa socitety,Madhapur,Hyd-500081 | 4320
332 | Electronic | ASG/CP1/SEC/CCTV/17 | CCTV | C-block Passenger lift-1 | [5 empty] | CPPLUS | Hans Henny Jahnn Weg 9 D22085, Hamburg, Germany Tel:+49-40-22705114, Fax:+49-40-22705297 | Protocol India Pvt,Ltd., | #301, Plot No.1208,Spline Arcade,Ayyapa socitety,Madhapur,Hyd-500081 | 4320
333 | Electronic | ASG/CP2/SEC/CCTV/18 | CCTV | C-block Passenger lift-2 | [5 empty] | CPPLUS | Hans Henny Jahnn Weg 9 D22085, Hamburg, Germany Tel:+49-40-22705114, Fax:+49-40-22705297 | Protocol India Pvt,Ltd., | #301, Plot No.1208,Spline Arcade,Ayyapa socitety,Madhapur,Hyd-500081 | 4320
334 | Electronic | ASG/CS1/SEC/CCTV/19 | CCTV | C-block Service lift-1 | [5 empty] | CPPLUS | Hans Henny Jahnn Weg 9 D22085, Hamburg, Germany Tel:+49-40-22705114, Fax:+49-40-22705297 | Protocol India Pvt,Ltd., | #301, Plot No.1208,Spline Arcade,Ayyapa socitety,Madhapur,Hyd-500081 | 4320
335 | Electronic | ASG/CG/SEC/CCTV/20 | CCTV | C-block Ground Floor | [5 empty] | CPPLUS | Hans Henny Jahnn Weg 9 D22085, Hamburg, Germany Tel:+49-40-22705114, Fax:+49-40-22705297 | Protocol India Pvt,Ltd., | #301, Plot No.1208,Spline Arcade,Ayyapa socitety,Madhapur,Hyd-500081 | 4320
336 | Electronic | ASG/CB1/SEC/CCTV/21 | CCTV | C-Block B1 Lift Lobby | [5 empty] | CPPLUS | Hans Henny Jahnn Weg 9 D22085, Hamburg, Germany Tel:+49-40-22705114, Fax:+49-40-22705297 | Protocol India Pvt,Ltd., | #301, Plot No.1208,Spline Arcade,Ayyapa socitety,Madhapur,Hyd-500081 | 4320
337 | Electronic | ASG/CB2/SEC/CCTV/22 | CCTV | C-Block B2 Lift Lobby | [5 empty] | CPPLUS | Hans Henny Jahnn Weg 9 D22085, Hamburg, Germany Tel:+49-40-22705114, Fax:+49-40-22705297 | Protocol India Pvt,Ltd., | #301, Plot No.1208,Spline Arcade,Ayyapa socitety,Madhapur,Hyd-500081 | 4320
338 | Electronic | ASG/CT/SEC/CCTV/23 | CCTV | C-Block Terrace | [5 empty] | CPPLUS | Hans Henny Jahnn Weg 9 D22085, Hamburg, Germany Tel:+49-40-22705114, Fax:+49-40-22705297 | Protocol India Pvt,Ltd., | #301, Plot No.1208,Spline Arcade,Ayyapa socitety,Madhapur,Hyd-500081 | 4320
339 | Electronic | ASG/DP1/SEC/CCTV/24 | CCTV | D-block Passenger lift-1 | [5 empty] | CPPLUS | Hans Henny Jahnn Weg 9 D22085, Hamburg, Germany Tel:+49-40-22705114, Fax:+49-40-22705297 | Protocol India Pvt,Ltd., | #301, Plot No.1208,Spline Arcade,Ayyapa socitety,Madhapur,Hyd-500081 | 4320
340 | Electronic | ASG/DP2/SEC/CCTV/25 | CCTV | D-block Passenger lift-2 | [5 empty] | CPPLUS | Hans Henny Jahnn Weg 9 D22085, Hamburg, Germany Tel:+49-40-22705114, Fax:+49-40-22705297 | Protocol India Pvt,Ltd., | #301, Plot No.1208,Spline Arcade,Ayyapa socitety,Madhapur,Hyd-500081 | 4320
341 | Electronic | ASG/DS1/SEC/CCTV/26 | CCTV | D-block Service lift-1 | [5 empty] | CPPLUS | Hans Henny Jahnn Weg 9 D22085, Hamburg, Germany Tel:+49-40-22705114, Fax:+49-40-22705297 | Protocol India Pvt,Ltd., | #301, Plot No.1208,Spline Arcade,Ayyapa socitety,Madhapur,Hyd-500081 | 4320
342 | Electronic | ASG/DG/SEC/CCTV/27 | CCTV | D-block Ground Floor | [5 empty] | CPPLUS | Hans Henny Jahnn Weg 9 D22085, Hamburg, Germany Tel:+49-40-22705114, Fax:+49-40-22705297 | Protocol India Pvt,Ltd., | #301, Plot No.1208,Spline Arcade,Ayyapa socitety,Madhapur,Hyd-500081 | 4320
343 | Electronic | ASG/DB1/SEC/CCTV/28 | CCTV | D-Block B1 Lift Lobby | [5 empty] | CPPLUS | Hans Henny Jahnn Weg 9 D22085, Hamburg, Germany Tel:+49-40-22705114, Fax:+49-40-22705297 | Protocol India Pvt,Ltd., | #301, Plot No.1208,Spline Arcade,Ayyapa socitety,Madhapur,Hyd-500081 | 4320
344 | Electronic | ASG/DB2/SEC/CCTV/29 | CCTV | D-Block B2 Lift Lobby | [5 empty] | CPPLUS | Hans Henny Jahnn Weg 9 D22085, Hamburg, Germany Tel:+49-40-22705114, Fax:+49-40-22705297 | Protocol India Pvt,Ltd., | #301, Plot No.1208,Spline Arcade,Ayyapa socitety,Madhapur,Hyd-500081 | 4320
345 | Electronic | ASG/DT/SEC/CCTV/30 | CCTV | D-Block Terrace | [5 empty] | CPPLUS | Hans Henny Jahnn Weg 9 D22085, Hamburg, Germany Tel:+49-40-22705114, Fax:+49-40-22705297 | Protocol India Pvt,Ltd., | #301, Plot No.1208,Spline Arcade,Ayyapa socitety,Madhapur,Hyd-500081 | 4320
346 | Electronic | ASG/EP1/SEC/CCTV/31 | CCTV | E-block Passenger lift-1 | [5 empty] | CPPLUS | Hans Henny Jahnn Weg 9 D22085, Hamburg, Germany Tel:+49-40-22705114, Fax:+49-40-22705297 | Protocol India Pvt,Ltd., | #301, Plot No.1208,Spline Arcade,Ayyapa socitety,Madhapur,Hyd-500081 | 4320
347 | Electronic | ASG/EP2/SEC/CCTV/32 | CCTV | E-block Passenger lift-2 | [5 empty] | CPPLUS | Hans Henny Jahnn Weg 9 D22085, Hamburg, Germany Tel:+49-40-22705114, Fax:+49-40-22705297 | Protocol India Pvt,Ltd., | #301, Plot No.1208,Spline Arcade,Ayyapa socitety,Madhapur,Hyd-500081 | 4320
348 | Electronic | ASG/ES1/SEC/CCTV/33 | CCTV | E-block Service lift-1 | [5 empty] | CPPLUS | Hans Henny Jahnn Weg 9 D22085, Hamburg, Germany Tel:+49-40-22705114, Fax:+49-40-22705297 | Protocol India Pvt,Ltd., | #301, Plot No.1208,Spline Arcade,Ayyapa socitety,Madhapur,Hyd-500081 | 4320
349 | Electronic | ASG/EG/SEC/CCTV/34 | CCTV | E-block Ground Floor | [5 empty] | CPPLUS | Hans Henny Jahnn Weg 9 D22085, Hamburg, Germany Tel:+49-40-22705114, Fax:+49-40-22705297 | Protocol India Pvt,Ltd., | #301, Plot No.1208,Spline Arcade,Ayyapa socitety,Madhapur,Hyd-500081 | 4320
350 | Electronic | ASG/EB1/SEC/CCTV/35 | CCTV | E-Block B1 Lift Lobby | [5 empty] | CPPLUS | Hans Henny Jahnn Weg 9 D22085, Hamburg, Germany Tel:+49-40-22705114, Fax:+49-40-22705297 | Protocol India Pvt,Ltd., | #301, Plot No.1208,Spline Arcade,Ayyapa socitety,Madhapur,Hyd-500081 | 4320
351 | Electronic | ASG/EB2/SEC/CCTV/36 | CCTV | E-Block B2 Lift Lobby | [5 empty] | CPPLUS | Hans Henny Jahnn Weg 9 D22085, Hamburg, Germany Tel:+49-40-22705114, Fax:+49-40-22705297 | Protocol India Pvt,Ltd., | #301, Plot No.1208,Spline Arcade,Ayyapa socitety,Madhapur,Hyd-500081 | 4320
352 | Electronic | ASG/ET/SEC/CCTV/37 | CCTV | E-Block Terrace | [5 empty] | CPPLUS | Hans Henny Jahnn Weg 9 D22085, Hamburg, Germany Tel:+49-40-22705114, Fax:+49-40-22705297 | Protocol India Pvt,Ltd., | #301, Plot No.1208,Spline Arcade,Ayyapa socitety,Madhapur,Hyd-500081 | 4320
353 | Electronic | ASG/E-PA/SEC/CCTV/38 | CCTV | E-Block Children Play Area | [5 empty] | CPPLUS | Hans Henny Jahnn Weg 9 D22085, Hamburg, Germany Tel:+49-40-22705114, Fax:+49-40-22705297 | Protocol India Pvt,Ltd., | #301, Plot No.1208,Spline Arcade,Ayyapa socitety,Madhapur,Hyd-500081 | 4620
354 | Electronic | ASG/FP1/SEC/CCTV/39 | CCTV | F-block Passenger lift-1 | [5 empty] | CPPLUS | Hans Henny Jahnn Weg 9 D22085, Hamburg, Germany Tel:+49-40-22705114, Fax:+49-40-22705297 | Protocol India Pvt,Ltd., | #301, Plot No.1208,Spline Arcade,Ayyapa socitety,Madhapur,Hyd-500081 | 4320
355 | Electronic | ASG/FP2/SEC/CCTV/40 | CCTV | F-block Passenger lift-2 | [5 empty] | CPPLUS | Hans Henny Jahnn Weg 9 D22085, Hamburg, Germany Tel:+49-40-22705114, Fax:+49-40-22705297 | Protocol India Pvt,Ltd., | #301, Plot No.1208,Spline Arcade,Ayyapa socitety,Madhapur,Hyd-500081 | 4320
356 | Electronic | ASG/FS6/SEC/CCTV/41 | CCTV | F-block Service lift-1 | [5 empty] | CPPLUS | Hans Henny Jahnn Weg 9 D22085, Hamburg, Germany Tel:+49-40-22705114, Fax:+49-40-22705297 | Protocol India Pvt,Ltd., | #301, Plot No.1208,Spline Arcade,Ayyapa socitety,Madhapur,Hyd-500081 | 4320
357 | Electronic | ASG/FG/SEC/CCTV/42 | CCTV | F-block Ground Floor | [5 empty] | CPPLUS | Hans Henny Jahnn Weg 9 D22085, Hamburg, Germany Tel:+49-40-22705114, Fax:+49-40-22705297 | Protocol India Pvt,Ltd., | #301, Plot No.1208,Spline Arcade,Ayyapa socitety,Madhapur,Hyd-500081 | 4320
358 | Electronic | ASG/FB1/SEC/CCTV/43 | CCTV | F-Block B1 Lift Lobby | [5 empty] | CPPLUS | Hans Henny Jahnn Weg 9 D22085, Hamburg, Germany Tel:+49-40-22705114, Fax:+49-40-22705297 | Protocol India Pvt,Ltd., | #301, Plot No.1208,Spline Arcade,Ayyapa socitety,Madhapur,Hyd-500081 | 4320
359 | Electronic | ASG/FB2/SEC/CCTV/44 | CCTV | F-Block B2 Lift Lobby | [5 empty] | CPPLUS | Hans Henny Jahnn Weg 9 D22085, Hamburg, Germany Tel:+49-40-22705114, Fax:+49-40-22705297 | Protocol India Pvt,Ltd., | #301, Plot No.1208,Spline Arcade,Ayyapa socitety,Madhapur,Hyd-500081 | 4320
360 | Electronic | ASG/FT/SEC/CCTV/45 | CCTV | F-Block Terrace | [5 empty] | CPPLUS | Hans Henny Jahnn Weg 9 D22085, Hamburg, Germany Tel:+49-40-22705114, Fax:+49-40-22705297 | Protocol India Pvt,Ltd., | #301, Plot No.1208,Spline Arcade,Ayyapa socitety,Madhapur,Hyd-500081 | 4320
361 | Electronic | ASG/GP1/SEC/CCTV/46 | CCTV | G-block Passenger lift-1 | [5 empty] | CPPLUS | Hans Henny Jahnn Weg 9 D22085, Hamburg, Germany Tel:+49-40-22705114, Fax:+49-40-22705297 | Protocol India Pvt,Ltd., | #301, Plot No.1208,Spline Arcade,Ayyapa socitety,Madhapur,Hyd-500081 | 4320
362 | Electronic | ASG/GP2/SEC/CCTV/47 | CCTV | G-block Passenger lift-2 | [5 empty] | CPPLUS | Hans Henny Jahnn Weg 9 D22085, Hamburg, Germany Tel:+49-40-22705114, Fax:+49-40-22705297 | Protocol India Pvt,Ltd., | #301, Plot No.1208,Spline Arcade,Ayyapa socitety,Madhapur,Hyd-500081 | 4320
363 | Electronic | ASG/GS7/SEC/CCTV/48 | CCTV | G-block Service lift-1 | [5 empty] | CPPLUS | Hans Henny Jahnn Weg 9 D22085, Hamburg, Germany Tel:+49-40-22705114, Fax:+49-40-22705297 | Protocol India Pvt,Ltd., | #301, Plot No.1208,Spline Arcade,Ayyapa socitety,Madhapur,Hyd-500081 | 4320
364 | Electronic | ASG/GG/SEC/CCTV/49 | CCTV | G-block Ground Floor | [5 empty] | CPPLUS | Hans Henny Jahnn Weg 9 D22085, Hamburg, Germany Tel:+49-40-22705114, Fax:+49-40-22705297 | Protocol India Pvt,Ltd., | #301, Plot No.1208,Spline Arcade,Ayyapa socitety,Madhapur,Hyd-500081 | 4320
365 | Electronic | ASG/GB1/SEC/CCTV/50 | CCTV | G-Block B1 Lift Lobby | [5 empty] | CPPLUS | Hans Henny Jahnn Weg 9 D22085, Hamburg, Germany Tel:+49-40-22705114, Fax:+49-40-22705297 | Protocol India Pvt,Ltd., | #301, Plot No.1208,Spline Arcade,Ayyapa socitety,Madhapur,Hyd-500081 | 4320
366 | Electronic | ASG/GB2/SEC/CCTV/51 | CCTV | G-Block B2 Lift Lobby | [5 empty] | CPPLUS | Hans Henny Jahnn Weg 9 D22085, Hamburg, Germany Tel:+49-40-22705114, Fax:+49-40-22705297 | Protocol India Pvt,Ltd., | #301, Plot No.1208,Spline Arcade,Ayyapa socitety,Madhapur,Hyd-500081 | 4320
367 | Electronic | ASG/GT/SEC/CCTV/52 | CCTV | G-Block Terrace | [5 empty] | CPPLUS | Hans Henny Jahnn Weg 9 D22085, Hamburg, Germany Tel:+49-40-22705114, Fax:+49-40-22705297 | Protocol India Pvt,Ltd., | #301, Plot No.1208,Spline Arcade,Ayyapa socitety,Madhapur,Hyd-500081 | 4320
368 | Electronic | ASG/HP1/SEC/CCTV/53 | CCTV | H-block Passenger lift-1 | [5 empty] | CPPLUS | Hans Henny Jahnn Weg 9 D22085, Hamburg, Germany Tel:+49-40-22705114, Fax:+49-40-22705297 | Protocol India Pvt,Ltd., | #301, Plot No.1208,Spline Arcade,Ayyapa socitety,Madhapur,Hyd-500081 | 4320
369 | Electronic | ASG/HP2/SEC/CCTV/54 | CCTV | H-block Passenger lift-2 | [5 empty] | CPPLUS | Hans Henny Jahnn Weg 9 D22085, Hamburg, Germany Tel:+49-40-22705114, Fax:+49-40-22705297 | Protocol India Pvt,Ltd., | #301, Plot No.1208,Spline Arcade,Ayyapa socitety,Madhapur,Hyd-500081 | 4320
370 | Electronic | ASG/HS8/SEC/CCTV/55 | CCTV | H-block Service lift-1 | [5 empty] | CPPLUS | Hans Henny Jahnn Weg 9 D22085, Hamburg, Germany Tel:+49-40-22705114, Fax:+49-40-22705297 | Protocol India Pvt,Ltd., | #301, Plot No.1208,Spline Arcade,Ayyapa socitety,Madhapur,Hyd-500081 | 4320
371 | Electronic | ASG/HG/SEC/CCTV/56 | CCTV | H-block Ground Floor | [5 empty] | CPPLUS | Hans Henny Jahnn Weg 9 D22085, Hamburg, Germany Tel:+49-40-22705114, Fax:+49-40-22705297 | Protocol India Pvt,Ltd., | #301, Plot No.1208,Spline Arcade,Ayyapa socitety,Madhapur,Hyd-500081 | 4320
372 | Electronic | ASG/HB1/SEC/CCTV/57 | CCTV | H-Block B1 Lift Lobby | [5 empty] | CPPLUS | Hans Henny Jahnn Weg 9 D22085, Hamburg, Germany Tel:+49-40-22705114, Fax:+49-40-22705297 | Protocol India Pvt,Ltd., | #301, Plot No.1208,Spline Arcade,Ayyapa socitety,Madhapur,Hyd-500081 | 4320
373 | Electronic | ASG/HB2/SEC/CCTV/58 | CCTV | H-Block B2 Lift Lobby | [5 empty] | CPPLUS | Hans Henny Jahnn Weg 9 D22085, Hamburg, Germany Tel:+49-40-22705114, Fax:+49-40-22705297 | Protocol India Pvt,Ltd., | #301, Plot No.1208,Spline Arcade,Ayyapa socitety,Madhapur,Hyd-500081 | 4320
374 | Electronic | ASG/HT/SEC/CCTV/59 | CCTV | H-Block Terrace | [5 empty] | CPPLUS | Hans Henny Jahnn Weg 9 D22085, Hamburg, Germany Tel:+49-40-22705114, Fax:+49-40-22705297 | Protocol India Pvt,Ltd., | #301, Plot No.1208,Spline Arcade,Ayyapa socitety,Madhapur,Hyd-500081 | 4320
375 | Electronic | ASG/IP1/SEC/CCTV/60 | CCTV | I-block Passenger lift-1 | [5 empty] | CPPLUS | Hans Henny Jahnn Weg 9 D22085, Hamburg, Germany Tel:+49-40-22705114, Fax:+49-40-22705297 | Protocol India Pvt,Ltd., | #301, Plot No.1208,Spline Arcade,Ayyapa socitety,Madhapur,Hyd-500081 | 4320
376 | Electronic | ASG/IP2/SEC/CCTV/61 | CCTV | I-block Passenger lift-2 | [5 empty] | CPPLUS | Hans Henny Jahnn Weg 9 D22085, Hamburg, Germany Tel:+49-40-22705114, Fax:+49-40-22705297 | Protocol India Pvt,Ltd., | #301, Plot No.1208,Spline Arcade,Ayyapa socitety,Madhapur,Hyd-500081 | 4320
377 | Electronic | ASG/IS9/SEC/CCTV/62 | CCTV | I-block Service lift-1 | [5 empty] | CPPLUS | Hans Henny Jahnn Weg 9 D22085, Hamburg, Germany Tel:+49-40-22705114, Fax:+49-40-22705297 | Protocol India Pvt,Ltd., | #301, Plot No.1208,Spline Arcade,Ayyapa socitety,Madhapur,Hyd-500081 | 4320
378 | Electronic | ASG/IG/SEC/CCTV/63 | CCTV | I-block Ground Floor | [5 empty] | CPPLUS | Hans Henny Jahnn Weg 9 D22085, Hamburg, Germany Tel:+49-40-22705114, Fax:+49-40-22705297 | Protocol India Pvt,Ltd., | #301, Plot No.1208,Spline Arcade,Ayyapa socitety,Madhapur,Hyd-500081 | 4320
379 | Electronic | ASG/IB1/SEC/CCTV/64 | CCTV | I-Block B1 Lift Lobby | [5 empty] | CPPLUS | Hans Henny Jahnn Weg 9 D22085, Hamburg, Germany Tel:+49-40-22705114, Fax:+49-40-22705297 | Protocol India Pvt,Ltd., | #301, Plot No.1208,Spline Arcade,Ayyapa socitety,Madhapur,Hyd-500081 | 4320
380 | Electronic | ASG/IB2/SEC/CCTV/65 | CCTV | I-Block B2 Lift Lobby | [5 empty] | CPPLUS | Hans Henny Jahnn Weg 9 D22085, Hamburg, Germany Tel:+49-40-22705114, Fax:+49-40-22705297 | Protocol India Pvt,Ltd., | #301, Plot No.1208,Spline Arcade,Ayyapa socitety,Madhapur,Hyd-500081 | 4320
381 | Electronic | ASG/IT/SEC/CCTV/66 | CCTV | I-Block Terrace | [5 empty] | CPPLUS | Hans Henny Jahnn Weg 9 D22085, Hamburg, Germany Tel:+49-40-22705114, Fax:+49-40-22705297 | Protocol India Pvt,Ltd., | #301, Plot No.1208,Spline Arcade,Ayyapa socitety,Madhapur,Hyd-500081 | 4320
382 | Electronic | ASG/IB1-BMS/SEC/CCTV/67 | CCTV | I-Block Apms Entrance | [5 empty] | CPPLUS | Hans Henny Jahnn Weg 9 D22085, Hamburg, Germany Tel:+49-40-22705114, Fax:+49-40-22705297 | Protocol India Pvt,Ltd., | #301, Plot No.1208,Spline Arcade,Ayyapa socitety,Madhapur,Hyd-500081 | 4620
383 | Electronic | ASG/STP/SEC/CCTV/68 | CCTV | STP - Entrance | [5 empty] | CPPLUS | Hans Henny Jahnn Weg 9 D22085, Hamburg, Germany Tel:+49-40-22705114, Fax:+49-40-22705297 | Protocol India Pvt,Ltd., | #301, Plot No.1208,Spline Arcade,Ayyapa socitety,Madhapur,Hyd-500081 | 4620
384 | Electronic | ASG/STP/SEC/CCTV/69 | CCTV | STP - Filteration Tank | [5 empty] | CPPLUS | Hans Henny Jahnn Weg 9 D22085, Hamburg, Germany Tel:+49-40-22705114, Fax:+49-40-22705297 | Protocol India Pvt,Ltd., | #301, Plot No.1208,Spline Arcade,Ayyapa socitety,Madhapur,Hyd-500081 | 4620
385 | Electronic | ASG/STP/SEC/CCTV/70 | CCTV | STP - Collection Tank | [5 empty] | CPPLUS | Hans Henny Jahnn Weg 9 D22085, Hamburg, Germany Tel:+49-40-22705114, Fax:+49-40-22705297 | Protocol India Pvt,Ltd., | #301, Plot No.1208,Spline Arcade,Ayyapa socitety,Madhapur,Hyd-500081 | 4620
386 | Electronic | ASG/CH-GE/SEC/CCTV/71 | CCTV | CH Ground Entrance | [5 empty] | CPPLUS | Hans Henny Jahnn Weg 9 D22085, Hamburg, Germany Tel:+49-40-22705114, Fax:+49-40-22705297 | Protocol India Pvt,Ltd., | #301, Plot No.1208,Spline Arcade,Ayyapa socitety,Madhapur,Hyd-500081 | 4320
387 | Electronic | ASG/CH-GR/SEC/CCTV/72 | CCTV | Ground Floor Reception | [5 empty] | CPPLUS | Hans Henny Jahnn Weg 9 D22085, Hamburg, Germany Tel:+49-40-22705114, Fax:+49-40-22705297 | Protocol India Pvt,Ltd., | #301, Plot No.1208,Spline Arcade,Ayyapa socitety,Madhapur,Hyd-500081 | 4320
388 | Electronic | ASG/CH-SFSC/SEC/CCTV/73 | CCTV | 2nd Floor Staircase | [5 empty] | CPPLUS | Hans Henny Jahnn Weg 9 D22085, Hamburg, Germany Tel:+49-40-22705114, Fax:+49-40-22705297 | Protocol India Pvt,Ltd., | #301, Plot No.1208,Spline Arcade,Ayyapa socitety,Madhapur,Hyd-500081 | 4320
389 | Electronic | ASG/CH-HTE/SEC/CCTV/74 | CCTV | Home Theater Entrance | [5 empty] | CPPLUS | Hans Henny Jahnn Weg 9 D22085, Hamburg, Germany Tel:+49-40-22705114, Fax:+49-40-22705297 | Protocol India Pvt,Ltd., | #301, Plot No.1208,Spline Arcade,Ayyapa socitety,Madhapur,Hyd-500081 | 4320
390 | Electronic | ASG/CH-SCB1/SEC/CCTV/75 | CCTV | B1 Staircase Entrance | [5 empty] | CPPLUS | Hans Henny Jahnn Weg 9 D22085, Hamburg, Germany Tel:+49-40-22705114, Fax:+49-40-22705297 | Protocol India Pvt,Ltd., | #301, Plot No.1208,Spline Arcade,Ayyapa socitety,Madhapur,Hyd-500081 | 4320
391 | Electronic | ASG/CH-YRE/SEC/CCTV/76 | CCTV | Yoga Room Entrance | [5 empty] | CPPLUS | Hans Henny Jahnn Weg 9 D22085, Hamburg, Germany Tel:+49-40-22705114, Fax:+49-40-22705297 | Protocol India Pvt,Ltd., | #301, Plot No.1208,Spline Arcade,Ayyapa socitety,Madhapur,Hyd-500081 | 4320
392 | Electronic | ASG/CH-BQT/SEC/CCTV/77 | CCTV | Banqute Hall Entrance | [5 empty] | CPPLUS | Hans Henny Jahnn Weg 9 D22085, Hamburg, Germany Tel:+49-40-22705114, Fax:+49-40-22705297 | Protocol India Pvt,Ltd., | #301, Plot No.1208,Spline Arcade,Ayyapa socitety,Madhapur,Hyd-500081 | 4320
393 | Electronic | ASG/CH-GBR/SEC/CCTV/78 | CCTV | Guest rooms Main Entrance | [5 empty] | CPPLUS | Hans Henny Jahnn Weg 9 D22085, Hamburg, Germany Tel:+49-40-22705114, Fax:+49-40-22705297 | Protocol India Pvt,Ltd., | #301, Plot No.1208,Spline Arcade,Ayyapa socitety,Madhapur,Hyd-500081 | 4320
394 | Electronic | ASG/CH-MPH/SEC/CCTV/79 | CCTV | MPH Entrance | [5 empty] | CPPLUS | Hans Henny Jahnn Weg 9 D22085, Hamburg, Germany Tel:+49-40-22705114, Fax:+49-40-22705297 | Protocol India Pvt,Ltd., | #301, Plot No.1208,Spline Arcade,Ayyapa socitety,Madhapur,Hyd-500081 | 4320
395 | Electronic | ASG/CH-TFLL/SEC/CCTV/80 | CCTV | 3rd Floor Lift Lobby | [5 empty] | CPPLUS | Hans Henny Jahnn Weg 9 D22085, Hamburg, Germany Tel:+49-40-22705114, Fax:+49-40-22705297 | Protocol India Pvt,Ltd., | #301, Plot No.1208,Spline Arcade,Ayyapa socitety,Madhapur,Hyd-500081 | 4320
396 | Electronic | ASG/CH-B1LL/SEC/CCTV/81 | CCTV | B1 Lift Lobby | [5 empty] | CPPLUS | Hans Henny Jahnn Weg 9 D22085, Hamburg, Germany Tel:+49-40-22705114, Fax:+49-40-22705297 | Protocol India Pvt,Ltd., | #301, Plot No.1208,Spline Arcade,Ayyapa socitety,Madhapur,Hyd-500081 | 4320
397 | Electronic | ASG/CH-GFLL/SEC/CCTV/82 | CCTV | Ground Floor Lift Lobby | [5 empty] | CPPLUS | Hans Henny Jahnn Weg 9 D22085, Hamburg, Germany Tel:+49-40-22705114, Fax:+49-40-22705297 | Protocol India Pvt,Ltd., | #301, Plot No.1208,Spline Arcade,Ayyapa socitety,Madhapur,Hyd-500081 | 4320
398 | Electronic | ASG/CH-SSCL/SEC/CCTV/83 | CCTV | Service Staircase Lobby | [5 empty] | CPPLUS | Hans Henny Jahnn Weg 9 D22085, Hamburg, Germany Tel:+49-40-22705114, Fax:+49-40-22705297 | Protocol India Pvt,Ltd., | #301, Plot No.1208,Spline Arcade,Ayyapa socitety,Madhapur,Hyd-500081 | 4320
399 | Electronic | ASG/CH-FFE/SEC/CCTV/84 | CCTV | 1st Floor Entrance | [5 empty] | CPPLUS | Hans Henny Jahnn Weg 9 D22085, Hamburg, Germany Tel:+49-40-22705114, Fax:+49-40-22705297 | Protocol India Pvt,Ltd., | #301, Plot No.1208,Spline Arcade,Ayyapa socitety,Madhapur,Hyd-500081 | 4320
400 | Electronic | ASG/CH-SMKT/SEC/CCTV/85 | CCTV | Supermarket | [5 empty] | CPPLUS | Hans Henny Jahnn Weg 9 D22085, Hamburg, Germany Tel:+49-40-22705114, Fax:+49-40-22705297 | Protocol India Pvt,Ltd., | #301, Plot No.1208,Spline Arcade,Ayyapa socitety,Madhapur,Hyd-500081 | 4320
401 | Electronic | ASG/CH-CR/SEC/CCTV/86 | CCTV | Chaning Rooms | [5 empty] | CPPLUS | Hans Henny Jahnn Weg 9 D22085, Hamburg, Germany Tel:+49-40-22705114, Fax:+49-40-22705297 | Protocol India Pvt,Ltd., | #301, Plot No.1208,Spline Arcade,Ayyapa socitety,Madhapur,Hyd-500081 | 4320
402 | Electronic | ASG/CH-GFSC/SEC/CCTV/87 | CCTV | Ground Floor Staircase | [5 empty] | CPPLUS | Hans Henny Jahnn Weg 9 D22085, Hamburg, Germany Tel:+49-40-22705114, Fax:+49-40-22705297 | Protocol India Pvt,Ltd., | #301, Plot No.1208,Spline Arcade,Ayyapa socitety,Madhapur,Hyd-500081 | 4320
403 | Electronic | ASG/CH-TFWL/SEC/CCTV/88 | CCTV | 3rd Floor Waiting Lounge | [5 empty] | CPPLUS | Hans Henny Jahnn Weg 9 D22085, Hamburg, Germany Tel:+49-40-22705114, Fax:+49-40-22705297 | Protocol India Pvt,Ltd., | #301, Plot No.1208,Spline Arcade,Ayyapa socitety,Madhapur,Hyd-500081 | 4320
404 | Electronic | ASG/CH-ABE/SEC/CCTV/89 | CCTV | Aerobics Entrance | [5 empty] | CPPLUS | Hans Henny Jahnn Weg 9 D22085, Hamburg, Germany Tel:+49-40-22705114, Fax:+49-40-22705297 | Protocol India Pvt,Ltd., | #301, Plot No.1208,Spline Arcade,Ayyapa socitety,Madhapur,Hyd-500081 | 4320
405 | Electronic | ASG/CH-CE/SEC/CCTV/90 | CCTV | Cherech Entrance | [5 empty] | CPPLUS | Hans Henny Jahnn Weg 9 D22085, Hamburg, Germany Tel:+49-40-22705114, Fax:+49-40-22705297 | Protocol India Pvt,Ltd., | #301, Plot No.1208,Spline Arcade,Ayyapa socitety,Madhapur,Hyd-500081 | 4320
406 | Electronic | ASG/CH-PL/SEC/CCTV/91 | CCTV | Passenger Lift | [5 empty] | CPPLUS | Hans Henny Jahnn Weg 9 D22085, Hamburg, Germany Tel:+49-40-22705114, Fax:+49-40-22705297 | Protocol India Pvt,Ltd., | #301, Plot No.1208,Spline Arcade,Ayyapa socitety,Madhapur,Hyd-500081 | 4320
407 | Electronic | ASG/A-B1/SEC/DVR/01 | DVR | A-block Basement-1 | [5 empty] | CPPLUS | Hans Henny Jahnn Weg 9 D22085, Hamburg, Germany Tel:+49-40-22705114, Fax:+49-40-22705297 | Protocol India Pvt,Ltd., | #301, Plot No.1208,Spline Arcade,Ayyapa socitety,Madhapur,Hyd-500081
408 | Electronic | ASG/B-B1/SEC/DVR/02 | DVR | B-block Basement-1 | [5 empty] | CPPLUS | Hans Henny Jahnn Weg 9 D22085, Hamburg, Germany Tel:+49-40-22705114, Fax:+49-40-22705297 | Protocol India Pvt,Ltd., | #301, Plot No.1208,Spline Arcade,Ayyapa socitety,Madhapur,Hyd-500081
409 | Electronic | ASG/C-B1/SEC/DVR/03 | DVR | C-block Basement-1 | [5 empty] | CPPLUS | Hans Henny Jahnn Weg 9 D22085, Hamburg, Germany Tel:+49-40-22705114, Fax:+49-40-22705297 | Protocol India Pvt,Ltd., | #301, Plot No.1208,Spline Arcade,Ayyapa socitety,Madhapur,Hyd-500081
410 | Electronic | ASG/D-B1/SEC/DVR/04 | DVR | D-block Basement-1 | [5 empty] | CPPLUS | Hans Henny Jahnn Weg 9 D22085, Hamburg, Germany Tel:+49-40-22705114, Fax:+49-40-22705297 | Protocol India Pvt,Ltd., | #301, Plot No.1208,Spline Arcade,Ayyapa socitety,Madhapur,Hyd-500081
411 | Electronic | ASG/E-B1/SEC/DVR/05 | DVR | E-block Basement-1 | [5 empty] | CPPLUS | Hans Henny Jahnn Weg 9 D22085, Hamburg, Germany Tel:+49-40-22705114, Fax:+49-40-22705297 | Protocol India Pvt,Ltd., | #301, Plot No.1208,Spline Arcade,Ayyapa socitety,Madhapur,Hyd-500081
412 | Electronic | ASG/F-B1/SEC/DVR/06 | DVR | F-block Basement-1 | [5 empty] | CPPLUS | Hans Henny Jahnn Weg 9 D22085, Hamburg, Germany Tel:+49-40-22705114, Fax:+49-40-22705297 | Protocol India Pvt,Ltd., | #301, Plot No.1208,Spline Arcade,Ayyapa socitety,Madhapur,Hyd-500081
413 | Electronic | ASG/G-B1/SEC/DVR/07 | DVR | G-block Basement-1 | [5 empty] | CPPLUS | Hans Henny Jahnn Weg 9 D22085, Hamburg, Germany Tel:+49-40-22705114, Fax:+49-40-22705297 | Protocol India Pvt,Ltd., | #301, Plot No.1208,Spline Arcade,Ayyapa socitety,Madhapur,Hyd-500081
414 | Electronic | ASG/H-B1/SEC/DVR/08 | DVR | H-block Basement-1 | [5 empty] | CPPLUS | Hans Henny Jahnn Weg 9 D22085, Hamburg, Germany Tel:+49-40-22705114, Fax:+49-40-22705297 | Protocol India Pvt,Ltd., | #301, Plot No.1208,Spline Arcade,Ayyapa socitety,Madhapur,Hyd-500081
415 | Electronic | ASG/I-B1/SEC/DVR/09 | DVR | I-block Basement-1 | [5 empty] | CPPLUS | Hans Henny Jahnn Weg 9 D22085, Hamburg, Germany Tel:+49-40-22705114, Fax:+49-40-22705297 | Protocol India Pvt,Ltd., | #301, Plot No.1208,Spline Arcade,Ayyapa socitety,Madhapur,Hyd-500081
416 | Electronic | ASG/CH-B1/SEC/DVR/10 | DVR | CH-block Basement-1 | [5 empty] | CPPLUS | Hans Henny Jahnn Weg 9 D22085, Hamburg, Germany Tel:+49-40-22705114, Fax:+49-40-22705297 | Protocol India Pvt,Ltd., | #301, Plot No.1208,Spline Arcade,Ayyapa socitety,Madhapur,Hyd-500081
417 | Electronic | ASG/CH-B1/SEC/DVR/11 | DVR | CH-block Basement-1 | [5 empty] | CPPLUS | Hans Henny Jahnn Weg 9 D22085, Hamburg, Germany Tel:+49-40-22705114, Fax:+49-40-22705297 | Protocol India Pvt,Ltd., | #301, Plot No.1208,Spline Arcade,Ayyapa socitety,Madhapur,Hyd-500081
418 | Electronic | ASG/MG/SEC/DVR/12 | DVR | MG-Security room-12 | [5 empty] | CPPLUS | Hans Henny Jahnn Weg 9 D22085, Hamburg, Germany Tel:+49-40-22705114, Fax:+49-40-22705297 | Protocol India Pvt,Ltd., | #301, Plot No.1208,Spline Arcade,Ayyapa socitety,Madhapur,Hyd-500081
419 | Electronic | ASG/STP-AB2/SEC/DVR/13 | DVR | STP-block Basement-2 | [5 empty] | CPPLUS | Hans Henny Jahnn Weg 9 D22085, Hamburg, Germany Tel:+49-40-22705114, Fax:+49-40-22705297 | Protocol India Pvt,Ltd., | #301, Plot No.1208,Spline Arcade,Ayyapa socitety,Madhapur,Hyd-500081
420 | Electronic | ASG/CH/SEC/DVR/14 | DVR | CH-Security room-14 | [5 empty] | CPPLUS | Hans Henny Jahnn Weg 9 D22085, Hamburg, Germany Tel:+49-40-22705114, Fax:+49-40-22705297 | Protocol India Pvt,Ltd., | #301, Plot No.1208,Spline Arcade,Ayyapa socitety,Madhapur,Hyd-500081
421 | Electronic | ASG/MG-SECR/SEC/TV/01 | TV | MG-Security room-1 | [5 empty] | SUMSUNG |  | Protocol India Pvt,Ltd., | #301, Plot No.1208,Spline Arcade,Ayyapa socitety,Madhapur,Hyd-500081
422
423 | Electro Mechanical | ASG/A-B2/EM/AF/1 | Axial Ventilation Fan | A-block sub cellar | [5 empty] | WITT INDIA | 7TH FLOOR, BLOCK A, Q-CITY, GACHIBOWLI, NANAKRAMGUDA, HYD-500046 | WITT INDIA | 7TH FLOOR, BLOCK A, Q-CITY, GACHIBOWLI, NANAKRAMGUDA, HYD-500046 | 117000 | 2015-10-06
424 | Electro Mechanical | ASG/A-B2/EM/AF/2 | Axial Ventilation Fan | A-block sub cellar | [9 empty] | 117000
425 | Electro Mechanical | ASG/B-B2/EM/AF/3 | Axial Ventilation Fan | B-block sub cellar | [9 empty] | 117000
426 | Electro Mechanical | ASG/B-B2/EM/AF/4 | Axial Ventilation Fan | B-block sub cellar | [9 empty] | 117000
427 | Electro Mechanical | ASG/C-B2/EM/AF/5 | Axial Ventilation Fan | C-block sub cellar | [9 empty] | 117000
428 | Electro Mechanical | ASG/C-B2/EM/AF/6 | Axial Ventilation Fan | C-block sub cellar | [9 empty] | 117000
429 | Electro Mechanical | ASG/D-B2/EM/AF/7 | Axial Ventilation Fan | D-block sub cellar | [9 empty] | 117000
430 | Electro Mechanical | ASG/D-B2/EM/AF/8 | Axial Ventilation Fan | D-block sub cellar | [9 empty] | 117000
431 | Electro Mechanical | ASG/E-B2/EM/AF/9 | Axial Ventilation Fan | E-block sub cellar | [9 empty] | 113000
432 | Electro Mechanical | ASG/E-B2/EM/AF/10 | Axial Ventilation Fan | E-block sub cellar | [9 empty] | 113000
433 | Electro Mechanical | ASG/F-B2/EM/AF/11 | Axial Ventilation Fan | F-block sub cellar | [9 empty] | 113000
434 | Electro Mechanical | ASG/F-B2/EM/AF/12 | Axial Ventilation Fan | F-block sub cellar | [9 empty] | 113000
435 | Electro Mechanical | ASG/G-B2/EM/AF/13 | Axial Ventilation Fan | G-block sub cellar | [9 empty] | 113000
436 | Electro Mechanical | ASG/G-B2/EM/AF/14 | Axial Ventilation Fan | G-block sub cellar | [9 empty] | 113000
437 | Electro Mechanical | ASG/H-B2/EM/AF/15 | Axial Ventilation Fan | H-block sub cellar | [9 empty] | 113000
438 | Electro Mechanical | ASG/H-B2/EM/AF/16 | Axial Ventilation Fan | H-block sub cellar | [9 empty] | 113000
439 | Electro Mechanical | ASG/I-B2/EM/AF/17 | Axial Ventilation Fan | I-block sub cellar | [9 empty] | 113000
440 | Electro Mechanical | ASG/I-B2/EM/AF/18 | Axial Ventilation Fan | I-block sub cellar | [9 empty] | 113000
441 | Electro Mechanical | ASG/AB2/EM/JF/1 | Jet fan | A-block sub cellar | [5 empty] | WITT INDIA | 7TH FLOOR, BLOCK A, Q-CITY, GACHIBOWLI, NANAKRAMGUDA, HYD-500046 Ph:+40-44881800 Fax:+40-44881811, Email:info@wittindia.com | WITT INDIA | 7TH FLOOR, BLOCK A, Q-CITY, GACHIBOWLI, NANAKRAMGUDA, HYD-500046 | 43000 | 2015-10-06
442 | Electro Mechanical | ASG/AB2/EM/JF/2 | Jet fan | A-block sub cellar | [9 empty] | 43000 | 2015-10-06
443 | Electro Mechanical | ASG/AB2/EM/JF/3 | Jet fan | A-block sub cellar | [9 empty] | 43000 | 2015-10-06
444 | Electro Mechanical | ASG/AB2/EM/JF/4 | Jet fan | A-block sub cellar | [9 empty] | 43000 | 2015-10-06
445 | Electro Mechanical | ASG/AB2/EM/JF/5 | Jet fan | A-block sub cellar | [9 empty] | 43000 | 2015-10-06
446 | Electro Mechanical | ASG/AB2/EM/JF/6 | Jet fan | A-block sub cellar | [9 empty] | 43000 | 2015-10-06
447 | Electro Mechanical | ASG/AB2/EM/JF/7 | Jet fan | A-block sub cellar | [9 empty] | 43000 | 2015-10-06
448 | Electro Mechanical | ASG/AB2/EM/JF/8 | Jet fan | A-block sub cellar | [9 empty] | 43000 | 2015-10-06
449 | Electro Mechanical | ASG/AB2/EM/JF/9 | Jet fan | A-block sub cellar | [9 empty] | 43000 | 2015-10-06
450 | Electro Mechanical | ASG/AB2/EM/JF/10 | Jet fan | A-block sub cellar | [9 empty] | 43000 | 2015-10-06
451 | Electro Mechanical | ASG/AB2/EM/JF/11 | Jet fan | A-block sub cellar | [9 empty] | 43000 | 2015-10-06
452 | Electro Mechanical | ASG/AB2/EM/JF/12 | Jet fan | A-block sub cellar | [9 empty] | 43000 | 2015-10-06
453 | Electro Mechanical | ASG/AB2/EM/JF/13 | Jet fan | A-block sub cellar | [9 empty] | 43000 | 2015-10-06
454 | Electro Mechanical | ASG/AB2/EM/JF/14 | Jet fan | A-block sub cellar | [9 empty] | 43000 | 2015-10-06
455 | Electro Mechanical | ASG/AB2/EM/JF/15 | Jet fan | A-block sub cellar | [9 empty] | 43000 | 2015-10-06
456 | Electro Mechanical | ASG/AB2/EM/JF/16 | Jet fan | A-block sub cellar | [9 empty] | 43000 | 2015-10-06
457 | Electro Mechanical | ASG/BB2/EM/JF/17 | Jet fan | B-block sub cellar | [9 empty] | 43000 | 2015-10-06
458 | Electro Mechanical | ASG/BB2/EM/JF/18 | Jet fan | B-block sub cellar | [9 empty] | 43000 | 2015-10-06
459 | Electro Mechanical | ASG/BB2/EM/JF/19 | Jet fan | B-block sub cellar | [9 empty] | 43000 | 2015-10-06
460 | Electro Mechanical | ASG/BB2/EM/JF/20 | Jet fan | B-block sub cellar | [9 empty] | 43000 | 2015-10-06
461 | Electro Mechanical | ASG/BB2/EM/JF/21 | Jet fan | B-block sub cellar | [9 empty] | 43000 | 2015-10-06
462 | Electro Mechanical | ASG/BB2/EM/JF/22 | Jet fan | B-block sub cellar | [9 empty] | 43000 | 2015-10-06
463 | Electro Mechanical | ASG/BB2/EM/JF/23 | Jet fan | B-block sub cellar | [9 empty] | 43000 | 2015-10-06
464 | Electro Mechanical | ASG/BB2/EM/JF/24 | Jet fan | B-block sub cellar | [9 empty] | 43000 | 2015-10-06
465 | Electro Mechanical | ASG/BB2/EM/JF/25 | Jet fan | B-block sub cellar | [9 empty] | 43000 | 2015-10-06
466 | Electro Mechanical | ASG/BB2/EM/JF/26 | Jet fan | B-block sub cellar | [9 empty] | 43000 | 2015-10-06
467 | Electro Mechanical | ASG/BB2/EM/JF/27 | Jet fan | B-block sub cellar | [9 empty] | 43000 | 2015-10-06
468 | Electro Mechanical | ASG/BB2/EM/JF/28 | Jet fan | B-block sub cellar | [9 empty] | 43000 | 2015-10-06
469 | Electro Mechanical | ASG/BB2/EM/JF/29 | Jet fan | B-block sub cellar | [9 empty] | 43000 | 2015-10-06
470 | Electro Mechanical | ASG/BB2/EM/JF/30 | Jet fan | B-block sub cellar | [9 empty] | 43000 | 2015-10-06
471 | Electro Mechanical | ASG/BB2/EM/JF/31 | Jet fan | B-block sub cellar | [9 empty] | 43000 | 2015-10-06
472 | Electro Mechanical | ASG/BB2/EM/JF/32 | Jet fan | B-block sub cellar | [9 empty] | 43000 | 2015-10-06
473 | Electro Mechanical | ASG/CB2/EM/JF/33 | Jet fan | C-block sub cellar | [9 empty] | 43000 | 2015-10-06
474 | Electro Mechanical | ASG/CB2/EM/JF/34 | Jet fan | C-block sub cellar | [9 empty] | 43000 | 2015-10-06
475 | Electro Mechanical | ASG/CB2/EM/JF/35 | Jet fan | C-block sub cellar | [9 empty] | 43000 | 2015-10-06
476 | Electro Mechanical | ASG/CB2/EM/JF/36 | Jet fan | C-block sub cellar | [9 empty] | 43000 | 2015-10-06
477 | Electro Mechanical | ASG/CB2/EM/JF/37 | Jet fan | C-block sub cellar | [9 empty] | 43000 | 2015-10-06
478 | Electro Mechanical | ASG/CB2/EM/JF/38 | Jet fan | C-block sub cellar | [9 empty] | 43000 | 2015-10-06
479 | Electro Mechanical | ASG/CB2/EM/JF/39 | Jet fan | C-block sub cellar | [9 empty] | 43000 | 2015-10-06
480 | Electro Mechanical | ASG/CB2/EM/JF/40 | Jet fan | C-block sub cellar | [9 empty] | 43000 | 2015-10-06
481 | Electro Mechanical | ASG/CB2/EM/JF/41 | Jet fan | C-block sub cellar | [9 empty] | 43000 | 2015-10-06
482 | Electro Mechanical | ASG/CB2/EM/JF/42 | Jet fan | C-block sub cellar | [9 empty] | 43000 | 2015-10-06
483 | Electro Mechanical | ASG/CB2/EM/JF/43 | Jet fan | C-block sub cellar | [9 empty] | 43000 | 2015-10-06
484 | Electro Mechanical | ASG/CB2/EM/JF/44 | Jet fan | C-block sub cellar | [9 empty] | 43000 | 2015-10-06
485 | Electro Mechanical | ASG/CB2/EM/JF/45 | Jet fan | C-block sub cellar | [9 empty] | 43000 | 2015-10-06
486 | Electro Mechanical | ASG/CB2/EM/JF/46 | Jet fan | C-block sub cellar | [9 empty] | 43000 | 2015-10-06
487 | Electro Mechanical | ASG/CB2/EM/JF/47 | Jet fan | C-block sub cellar | [9 empty] | 43000 | 2015-10-06
488 | Electro Mechanical | ASG/CB2/EM/JF/48 | Jet fan | C-block sub cellar | [9 empty] | 43000 | 2015-10-06
489 | Electro Mechanical | ASG/DB2/EM/JF/49 | Jet fan | D-block sub cellar | [9 empty] | 43000 | 2015-10-06
490 | Electro Mechanical | ASG/DB2/EM/JF/50 | Jet fan | D-block sub cellar | [9 empty] | 43000 | 2015-10-06
491 | Electro Mechanical | ASG/DB2/EM/JF/51 | Jet fan | D-block sub cellar | [9 empty] | 43000 | 2015-10-06
492 | Electro Mechanical | ASG/DB2/EM/JF/52 | Jet fan | D-block sub cellar | [9 empty] | 43000 | 2015-10-06
493 | Electro Mechanical | ASG/DB2/EM/JF/53 | Jet fan | D-block sub cellar | [9 empty] | 43000 | 2015-10-06
494 | Electro Mechanical | ASG/DB2/EM/JF/54 | Jet fan | D-block sub cellar | [9 empty] | 43000 | 2015-10-06
495 | Electro Mechanical | ASG/DB2/EM/JF/55 | Jet fan | D-block sub cellar | [9 empty] | 43000 | 2015-10-06
496 | Electro Mechanical | ASG/DB2/EM/JF/56 | Jet fan | D-block sub cellar | [9 empty] | 43000 | 2015-10-06
497 | Electro Mechanical | ASG/DB2/EM/JF/57 | Jet fan | D-block sub cellar | [9 empty] | 43000 | 2015-10-06
498 | Electro Mechanical | ASG/DB2/EM/JF/58 | Jet fan | D-block sub cellar | [9 empty] | 43000 | 2015-10-06
499 | Electro Mechanical | ASG/DB2/EM/JF/59 | Jet fan | D-block sub cellar | [9 empty] | 43000 | 2015-10-06
500 | Electro Mechanical | ASG/DB2/EM/JF/60 | Jet fan | D-block sub cellar | [9 empty] | 43000 | 2015-10-06
501 | Electro Mechanical | ASG/DB2/EM/JF/61 | Jet fan | D-block sub cellar | [9 empty] | 43000 | 2015-10-06
502 | Electro Mechanical | ASG/DB2/EM/JF/62 | Jet fan | D-block sub cellar | [9 empty] | 43000 | 2015-10-06
503 | Electro Mechanical | ASG/DB2/EM/JF/63 | Jet fan | D-block sub cellar | [9 empty] | 43000 | 2015-10-06
504 | Electro Mechanical | ASG/DB2/EM/JF/64 | Jet fan | D-block sub cellar | [9 empty] | 43000 | 2015-10-06
505 | Electro Mechanical | ASG/EB2/EM/JF/65 | Jet fan | E-block sub cellar | [9 empty] | 43000 | 2015-10-06
506 | Electro Mechanical | ASG/EB2/EM/JF/66 | Jet fan | E-block sub cellar | [9 empty] | 43000 | 2015-10-06
507 | Electro Mechanical | ASG/EB2/EM/JF/67 | Jet fan | E-block sub cellar | [9 empty] | 43000 | 2015-10-06
508 | Electro Mechanical | ASG/EB2/EM/JF/68 | Jet fan | E-block sub cellar | [9 empty] | 43000 | 2015-10-06
509 | Electro Mechanical | ASG/EB2/EM/JF/69 | Jet fan | E-block sub cellar | [9 empty] | 43000 | 2015-10-06
510 | Electro Mechanical | ASG/EB2/EM/JF/70 | Jet fan | E-block sub cellar | [9 empty] | 43000 | 2015-10-06
511 | Electro Mechanical | ASG/EB2/EM/JF/71 | Jet fan | E-block sub cellar | [9 empty] | 43000 | 2015-10-06
512 | Electro Mechanical | ASG/EB2/EM/JF/72 | Jet fan | E-block sub cellar | [9 empty] | 43000 | 2015-10-06
513 | Electro Mechanical | ASG/EB2/EM/JF/73 | Jet fan | E-block sub cellar | [9 empty] | 43000 | 2015-10-06
514 | Electro Mechanical | ASG/EB2/EM/JF/74 | Jet fan | E-block sub cellar | [9 empty] | 43000 | 2015-10-06
515 | Electro Mechanical | ASG/EB2/EM/JF/75 | Jet fan | E-block sub cellar | [9 empty] | 43000 | 2015-10-06
516 | Electro Mechanical | ASG/EB2/EM/JF/76 | Jet fan | E-block sub cellar | [9 empty] | 43000 | 2015-10-06
517 | Electro Mechanical | ASG/EB2/EM/JF/77 | Jet fan | E-block sub cellar | [9 empty] | 43000 | 2015-10-06
518 | Electro Mechanical | ASG/FB2/EM/JF/78 | Jet fan | F-block sub cellar | [9 empty] | 43000 | 2015-10-06
519 | Electro Mechanical | ASG/FB2/EM/JF/79 | Jet fan | F-block sub cellar | [9 empty] | 43000 | 2015-10-06
520 | Electro Mechanical | ASG/FB2/EM/JF/80 | Jet fan | F-block sub cellar | [9 empty] | 43000 | 2015-10-06
521 | Electro Mechanical | ASG/FB2/EM/JF/81 | Jet fan | F-block sub cellar | [9 empty] | 43000 | 2015-10-06
522 | Electro Mechanical | ASG/FB2/EM/JF/82 | Jet fan | F-block sub cellar | [9 empty] | 43000 | 2015-10-06
523 | Electro Mechanical | ASG/FB2/EM/JF/83 | Jet fan | F-block sub cellar | [9 empty] | 43000 | 2015-10-06
524 | Electro Mechanical | ASG/FB2/EM/JF/84 | Jet fan | F-block sub cellar | [9 empty] | 43000 | 2015-10-06
525 | Electro Mechanical | ASG/FB2/EM/JF/85 | Jet fan | F-block sub cellar | [9 empty] | 43000 | 2015-10-06
526 | Electro Mechanical | ASG/FB2/EM/JF/86 | Jet fan | F-block sub cellar | [9 empty] | 43000 | 2015-10-06
527 | Electro Mechanical | ASG/FB2/EM/JF/87 | Jet fan | F-block sub cellar | [9 empty] | 43000 | 2015-10-06
528 | Electro Mechanical | ASG/GB2/EM/JF/88 | Jet fan | G-block sub cellar | [9 empty] | 43000 | 2015-10-06
529 | Electro Mechanical | ASG/GB2/EM/JF/89 | Jet fan | G-block sub cellar | [9 empty] | 43000 | 2015-10-06
530 | Electro Mechanical | ASG/GB2/EM/JF/90 | Jet fan | G-block sub cellar | [9 empty] | 43000 | 2015-10-06
531 | Electro Mechanical | ASG/GB2/EM/JF/91 | Jet fan | G-block sub cellar | [9 empty] | 43000 | 2015-10-06
532 | Electro Mechanical | ASG/GB2/EM/JF/92 | Jet fan | G-block sub cellar | [9 empty] | 43000 | 2015-10-06
533 | Electro Mechanical | ASG/GB2/EM/JF/93 | Jet fan | G-block sub cellar | [9 empty] | 43000 | 2015-10-06
534 | Electro Mechanical | ASG/GB2/EM/JF/94 | Jet fan | G-block sub cellar | [9 empty] | 43000 | 2015-10-06
535 | Electro Mechanical | ASG/GB2/EM/JF/95 | Jet fan | G-block sub cellar | [9 empty] | 43000 | 2015-10-06
536 | Electro Mechanical | ASG/GB2/EM/JF/96 | Jet fan | G-block sub cellar | [9 empty] | 43000 | 2015-10-06
537 | Electro Mechanical | ASG/GB2/EM/JF/97 | Jet fan | G-block sub cellar | [9 empty] | 43000 | 2015-10-06
538 | Electro Mechanical | ASG/GB2/EM/JF/98 | Jet fan | G-block sub cellar | [9 empty] | 43000 | 2015-10-06
539 | Electro Mechanical | ASG/GB2/EM/JF/99 | Jet fan | G-block sub cellar | [9 empty] | 43000 | 2015-10-06
540 | Electro Mechanical | ASG/GB2/EM/JF/100 | Jet fan | G-block sub cellar | [9 empty] | 43000 | 2015-10-06
541 | Electro Mechanical | ASG/GB2/EM/JF/101 | Jet fan | G-block sub cellar | [9 empty] | 43000 | 2015-10-06
542 | Electro Mechanical | ASG/GB2/EM/JF/102 | Jet fan | G-block sub cellar | [9 empty] | 43000 | 2015-10-06
543 | Electro Mechanical | ASG/HB2/EM/JF/103 | Jet fan | H-block sub cellar | [9 empty] | 43000 | 2015-10-06
544 | Electro Mechanical | ASG/HB2/EM/JF/104 | Jet fan | H-block sub cellar | [9 empty] | 43000 | 2015-10-06
545 | Electro Mechanical | ASG/HB2/EM/JF/105 | Jet fan | H-block sub cellar | [9 empty] | 43000 | 2015-10-06
546 | Electro Mechanical | ASG/HB2/EM/JF/106 | Jet fan | H-block sub cellar | [9 empty] | 43000 | 2015-10-06
547 | Electro Mechanical | ASG/HB2/EM/JF/107 | Jet fan | H-block sub cellar | [9 empty] | 43000 | 2015-10-06
548 | Electro Mechanical | ASG/HB2/EM/JF/108 | Jet fan | H-block sub cellar | [9 empty] | 43000 | 2015-10-06
549 | Electro Mechanical | ASG/HB2/EM/JF/109 | Jet fan | H-block sub cellar | [9 empty] | 43000 | 2015-10-06
550 | Electro Mechanical | ASG/HB2/EM/JF/110 | Jet fan | H-block sub cellar | [9 empty] | 43000 | 2015-10-06
551 | Electro Mechanical | ASG/HB2/EM/JF/111 | Jet fan | H-block sub cellar | [9 empty] | 43000 | 2015-10-06
552 | Electro Mechanical | ASG/HB2/EM/JF/112 | Jet fan | H-block sub cellar | [9 empty] | 43000 | 2015-10-06
553 | Electro Mechanical | ASG/HB2/EM/JF/113 | Jet fan | H-block sub cellar | [9 empty] | 43000 | 2015-10-06
554 | Electro Mechanical | ASG/HB2/EM/JF/114 | Jet fan | H-block sub cellar | [9 empty] | 43000 | 2015-10-06
555 | Electro Mechanical | ASG/HB2/EM/JF/115 | Jet fan | H-block sub cellar | [9 empty] | 43000 | 2015-10-06
556 | Electro Mechanical | ASG/IB2/EM/JF/116 | Jet fan | I-block sub cellar | [9 empty] | 43000 | 2015-10-06
557 | Electro Mechanical | ASG/IB2/EM/JF/117 | Jet fan | I-block sub cellar | [9 empty] | 43000 | 2015-10-06
558 | Electro Mechanical | ASG/IB2/EM/JF/118 | Jet fan | I-block sub cellar | [9 empty] | 43000 | 2015-10-06
559 | Electro Mechanical | ASG/IB2/EM/JF/119 | Jet fan | I-block sub cellar | [9 empty] | 43000 | 2015-10-06
560 | Electro Mechanical | ASG/IB2/EM/JF/120 | Jet fan | I-block sub cellar | [9 empty] | 43000 | 2015-10-06
561 | Electro Mechanical | ASG/IB2/EM/JF/121 | Jet fan | I-block sub cellar | [9 empty] | 43000 | 2015-10-06
562 | Electro Mechanical | ASG/IB2/EM/JF/122 | Jet fan | I-block sub cellar | [9 empty] | 43000 | 2015-10-06
563 | Electro Mechanical | ASG/IB2/EM/JF/123 | Jet fan | I-block sub cellar | [9 empty] | 43000 | 2015-10-06
564 | Electro Mechanical | ASG/IB2/EM/JF/124 | Jet fan | I-block sub cellar | [9 empty] | 43000 | 2015-10-06
565 | Electro Mechanical | ASG/IB2/EM/JF/125 | Jet fan | I-block sub cellar | [9 empty] | 43000 | 2015-10-06
566 | Fire&Safety
567 | Fire&Safety | ASG/A-B2/FS/CO2/1 | CO2 | A-BLOCK SUBCELLAR(B2) | A | 1 |  |  |  | Nitin Fire protection industries ltd. | 501,Delta technology street,Hiranandani gardens,Powai,Mumbai-400076, Tel:022-40457000,nitinfire@vsnl.com | Sujay Fire & Security Technologies | 5-9-286/2/75,PlotNo.75, Rajeevgandhi Nagar, Prashanti , Hyd
568 | Fire&Safety | ASG/A-B1/FS/CO2/2 | CO2 | A-BLOCK CELLAR(B1) | A | 1 |  |  |  | Nitin Fire protection industries ltd. |  | Sujay Fire & Security Technologies | 5-9-286/2/75,PlotNo.75, Rajeevgandhi Nagar, Prashanti , Hyd
569 | Fire&Safety | ASG/A-G/FS/CO2/3 | CO2 | A-BLOCK GROUNDFLOOR | A | 1 |  |  |  | Nitin Fire protection industries ltd. |  | Sujay Fire & Security Technologies | 5-9-286/2/75,PlotNo.75, Rajeevgandhi Nagar, Prashanti , Hyd
570 | Fire&Safety | ASG/A-1/FS/CO2/4 | CO2 | A-BLOCK 1ST FLOOR | A | 1 |  |  |  | Nitin Fire protection industries ltd. |  | Sujay Fire & Security Technologies | 5-9-286/2/75,PlotNo.75, Rajeevgandhi Nagar, Prashanti , Hyd
571 | Fire&Safety | ASG/A-2/FS/CO2/5 | CO2 | A-BLOCK 2ND FLOOR | A | 1 |  |  |  | Nitin Fire protection industries ltd. |  | Sujay Fire & Security Technologies | 5-9-286/2/75,PlotNo.75, Rajeevgandhi Nagar, Prashanti , Hyd
572 | Fire&Safety | ASG/A-3/FS/CO2/6 | CO2 | A-BLOCK 3RD FLOOR | A | 1 |  |  |  | Nitin Fire protection industries ltd. |  | Sujay Fire & Security Technologies | 5-9-286/2/75,PlotNo.75, Rajeevgandhi Nagar, Prashanti , Hyd
573 | Fire&Safety | ASG/A-4/FS/CO2/7 | CO2 | A-BLOCK 4TH FLOOR | A | 1 |  |  |  | Nitin Fire protection industries ltd. |  | Sujay Fire & Security Technologies | 5-9-286/2/75,PlotNo.75, Rajeevgandhi Nagar, Prashanti , Hyd
574 | Fire&Safety | ASG/A-5/FS/CO2/8 | CO2 | A-BLOCK 5TH FLOOR | A | 1 |  |  |  | Nitin Fire protection industries ltd. |  | Sujay Fire & Security Technologies | 5-9-286/2/75,PlotNo.75, Rajeevgandhi Nagar, Prashanti , Hyd
575 | Fire&Safety | ASG/A-6/FS/CO2/9 | CO2 | A-BLOCK 6TH FLOOR | A | 1 |  |  |  | Nitin Fire protection industries ltd. |  | Sujay Fire & Security Technologies | 5-9-286/2/75,PlotNo.75, Rajeevgandhi Nagar, Prashanti , Hyd
576 | Fire&Safety | ASG/A-7/FS/CO2/10 | CO2 | A-BLOCK 7TH FLOOR | A | 1 |  |  |  | Nitin Fire protection industries ltd. |  | Sujay Fire & Security Technologies | 5-9-286/2/75,PlotNo.75, Rajeevgandhi Nagar, Prashanti , Hyd
577 | Fire&Safety | ASG/A-8/FS/CO2/11 | CO2 | A-BLOCK 8TH FLOOR | A | 1 |  |  |  | Nitin Fire protection industries ltd. |  | Sujay Fire & Security Technologies | 5-9-286/2/75,PlotNo.75, Rajeevgandhi Nagar, Prashanti , Hyd
578 | Fire&Safety | ASG/A-9/FS/CO2/12 | CO2 | A-BLOCK 9TH FLOOR | A | 1 |  |  |  | Nitin Fire protection industries ltd. |  | Sujay Fire & Security Technologies | 5-9-286/2/75,PlotNo.75, Rajeevgandhi Nagar, Prashanti , Hyd
579 | Fire&Safety | ASG/A-10/FS/CO2/13 | CO2 | A-BLOCK 10TH FLOOR | A | 1 |  |  |  | Nitin Fire protection industries ltd. |  | Sujay Fire & Security Technologies | 5-9-286/2/75,PlotNo.75, Rajeevgandhi Nagar, Prashanti , Hyd
580 | Fire&Safety | ASG/A-11/FS/CO2/14 | CO2 | A-BLOCK 11TH FLOOR | A | 1 |  |  |  | Nitin Fire protection industries ltd. |  | Sujay Fire & Security Technologies | 5-9-286/2/75,PlotNo.75, Rajeevgandhi Nagar, Prashanti , Hyd
581 | Fire&Safety | ASG/A-12/FS/CO2/15 | CO2 | A-BLOCK 12TH FLOOR | A | 1 |  |  |  | Nitin Fire protection industries ltd. |  | Sujay Fire & Security Technologies | 5-9-286/2/75,PlotNo.75, Rajeevgandhi Nagar, Prashanti , Hyd
582 | Fire&Safety | ASG/A-13/FS/CO2/16 | CO2 | A-BLOCK 13TH FLOOR | A | 1 |  |  |  | Nitin Fire protection industries ltd. |  | Sujay Fire & Security Technologies | 5-9-286/2/75,PlotNo.75, Rajeevgandhi Nagar, Prashanti , Hyd
583 | Fire&Safety | ASG/A-14/FS/CO2/17 | CO2 | A-BLOCK 14TH FLOOR | A | 1 |  |  |  | Nitin Fire protection industries ltd. |  | Sujay Fire & Security Technologies | 5-9-286/2/75,PlotNo.75, Rajeevgandhi Nagar, Prashanti , Hyd
584 | Fire&Safety | ASG/A-15/FS/CO2/18 | CO2 | A-BLOCK 15TH FLOOR | A | 1 |  |  |  | Nitin Fire protection industries ltd. |  | Sujay Fire & Security Technologies | 5-9-286/2/75,PlotNo.75, Rajeevgandhi Nagar, Prashanti , Hyd
585 | Fire&Safety | ASG/A-16/FS/CO2/19 | CO2 | A-BLOCK 16TH FLOOR | A | 1 |  |  |  | Nitin Fire protection industries ltd. |  | Sujay Fire & Security Technologies | 5-9-286/2/75,PlotNo.75, Rajeevgandhi Nagar, Prashanti , Hyd
586 | Fire&Safety | ASG/A-17/FS/CO2/20 | CO2 | A-BLOCK 17TH FLOOR | A | 1 |  |  |  | Nitin Fire protection industries ltd. |  | Sujay Fire & Security Technologies | 5-9-286/2/75,PlotNo.75, Rajeevgandhi Nagar, Prashanti , Hyd
587 | Fire&Safety | ASG/A-18/FS/CO2/21 | CO2 | A-BLOCK 18TH FLOOR | A | 1 |  |  |  | Nitin Fire protection industries ltd. |  | Sujay Fire & Security Technologies | 5-9-286/2/75,PlotNo.75, Rajeevgandhi Nagar, Prashanti , Hyd
588 | Fire&Safety | ASG/A-19/FS/CO2/22 | CO2 | A-BLOCK 19TH FLOOR | A | 1 |  |  |  | Nitin Fire protection industries ltd. |  | Sujay Fire & Security Technologies | 5-9-286/2/75,PlotNo.75, Rajeevgandhi Nagar, Prashanti , Hyd
589 | Fire&Safety | ASG/A-TER/FS/CO2/23 | CO2 | A-BLOCK TERRACE | A | 1 |  |  |  | Nitin Fire protection industries ltd. |  | Sujay Fire & Security Technologies | 5-9-286/2/75,PlotNo.75, Rajeevgandhi Nagar, Prashanti , Hyd
590 | Fire&Safety | ASG/A-TER/FS/CO2/24 | CO2 | A-BLOCK TERRACE | A | 1 |  |  |  | Nitin Fire protection industries ltd. |  | Sujay Fire & Security Technologies | 5-9-286/2/75,PlotNo.75, Rajeevgandhi Nagar, Prashanti , Hyd
591 | Fire&Safety | ASG/B-B2/FS/CO2/25 | CO2 | B-BLOCK SUBCELLAR(B2) | B | 1 |  |  |  | Nitin Fire protection industries ltd. | 501,Delta technology street,Hiranandani gardens,Powai,Mumbai-400076, Tel:022-40457000,nitinfire@vsnl.com | Sujay Fire & Security Technologies | 5-9-286/2/75,PlotNo.75, Rajeevgandhi Nagar, Prashanti , Hyd
592 | Fire&Safety | ASG/B-B1/FS/CO2/26 | CO2 | B-BLOCK CELLAR(B1) | B | 1 |  |  |  | Nitin Fire protection industries ltd. |  | Sujay Fire & Security Technologies | 5-9-286/2/75,PlotNo.75, Rajeevgandhi Nagar, Prashanti , Hyd
593 | Fire&Safety | ASG/B-G/FS/CO2/27 | CO2 | B-BLOCK GROUNDFLOOR | B | 1 |  |  |  | Nitin Fire protection industries ltd. |  | Sujay Fire & Security Technologies | 5-9-286/2/75,PlotNo.75, Rajeevgandhi Nagar, Prashanti , Hyd
594 | Fire&Safety | ASG/B-1/FS/CO2/28 | CO2 | B-BLOCK 1ST FLOOR | B | 1 |  |  |  | Nitin Fire protection industries ltd. |  | Sujay Fire & Security Technologies | 5-9-286/2/75,PlotNo.75, Rajeevgandhi Nagar, Prashanti , Hyd
595 | Fire&Safety | ASG/B-2/FS/CO2/29 | CO2 | B-BLOCK 2ND FLOOR | B | 1 |  |  |  | Nitin Fire protection industries ltd. |  | Sujay Fire & Security Technologies | 5-9-286/2/75,PlotNo.75, Rajeevgandhi Nagar, Prashanti , Hyd
596 | Fire&Safety | ASG/B-3/FS/CO2/30 | CO2 | B-BLOCK 3RD FLOOR | B | 1 |  |  |  | Nitin Fire protection industries ltd. |  | Sujay Fire & Security Technologies | 5-9-286/2/75,PlotNo.75, Rajeevgandhi Nagar, Prashanti , Hyd
597 | Fire&Safety | ASG/B-4/FS/CO2/31 | CO2 | B-BLOCK 4TH FLOOR | B | 1 |  |  |  | Nitin Fire protection industries ltd. |  | Sujay Fire & Security Technologies | 5-9-286/2/75,PlotNo.75, Rajeevgandhi Nagar, Prashanti , Hyd
598 | Fire&Safety | ASG/B-5/FS/CO2/32 | CO2 | B-BLOCK 5TH FLOOR | B | 1 |  |  |  | Nitin Fire protection industries ltd. |  | Sujay Fire & Security Technologies | 5-9-286/2/75,PlotNo.75, Rajeevgandhi Nagar, Prashanti , Hyd
599 | Fire&Safety | ASG/B-6/FS/CO2/33 | CO2 | B-BLOCK 6TH FLOOR | B | 1 |  |  |  | Nitin Fire protection industries ltd. |  | Sujay Fire & Security Technologies | 5-9-286/2/75,PlotNo.75, Rajeevgandhi Nagar, Prashanti , Hyd
600 | Fire&Safety | ASG/B-7/FS/CO2/34 | CO2 | B-BLOCK 7TH FLOOR | B | 1 |  |  |  | Nitin Fire protection industries ltd. |  | Sujay Fire & Security Technologies | 5-9-286/2/75,PlotNo.75, Rajeevgandhi Nagar, Prashanti , Hyd
601 | Fire&Safety | ASG/B-8/FS/CO2/35 | CO2 | B-BLOCK 8TH FLOOR | B | 1 |  |  |  | Nitin Fire protection industries ltd. |  | Sujay Fire & Security Technologies | 5-9-286/2/75,PlotNo.75, Rajeevgandhi Nagar, Prashanti , Hyd
602 | Fire&Safety | ASG/B-9/FS/CO2/36 | CO2 | B-BLOCK 9TH FLOOR | B | 1 |  |  |  | Nitin Fire protection industries ltd. |  | Sujay Fire & Security Technologies | 5-9-286/2/75,PlotNo.75, Rajeevgandhi Nagar, Prashanti , Hyd
603 | Fire&Safety | ASG/B-10/FS/CO2/37 | CO2 | B-BLOCK 10TH FLOOR | B | 1 |  |  |  | Nitin Fire protection industries ltd. |  | Sujay Fire & Security Technologies | 5-9-286/2/75,PlotNo.75, Rajeevgandhi Nagar, Prashanti , Hyd
604 | Fire&Safety | ASG/B-11/FS/CO2/38 | CO2 | B-BLOCK 11TH FLOOR | B | 1 |  |  |  | Nitin Fire protection industries ltd. |  | Sujay Fire & Security Technologies | 5-9-286/2/75,PlotNo.75, Rajeevgandhi Nagar, Prashanti , Hyd
605 | Fire&Safety | ASG/B-12/FS/CO2/39 | CO2 | B-BLOCK 12TH FLOOR | B | 1 |  |  |  | Nitin Fire protection industries ltd. |  | Sujay Fire & Security Technologies | 5-9-286/2/75,PlotNo.75, Rajeevgandhi Nagar, Prashanti , Hyd
606 | Fire&Safety | ASG/B-13/FS/CO2/40 | CO2 | B-BLOCK 13TH FLOOR | B | 1 |  |  |  | Nitin Fire protection industries ltd. |  | Sujay Fire & Security Technologies | 5-9-286/2/75,PlotNo.75, Rajeevgandhi Nagar, Prashanti , Hyd
607 | Fire&Safety | ASG/B-14/FS/CO2/41 | CO2 | B-BLOCK 14TH FLOOR | B | 1 |  |  |  | Nitin Fire protection industries ltd. |  | Sujay Fire & Security Technologies | 5-9-286/2/75,PlotNo.75, Rajeevgandhi Nagar, Prashanti , Hyd
608 | Fire&Safety | ASG/B-15/FS/CO2/42 | CO2 | B-BLOCK 15TH FLOOR | B | 1 |  |  |  | Nitin Fire protection industries ltd. |  | Sujay Fire & Security Technologies | 5-9-286/2/75,PlotNo.75, Rajeevgandhi Nagar, Prashanti , Hyd
609 | Fire&Safety | ASG/B-16/FS/CO2/43 | CO2 | B-BLOCK 16TH FLOOR | B | 1 |  |  |  | Nitin Fire protection industries ltd. |  | Sujay Fire & Security Technologies | 5-9-286/2/75,PlotNo.75, Rajeevgandhi Nagar, Prashanti , Hyd
610 | Fire&Safety | ASG/B-17/FS/CO2/44 | CO2 | B-BLOCK 17TH FLOOR | B | 1 |  |  |  | Nitin Fire protection industries ltd. |  | Sujay Fire & Security Technologies | 5-9-286/2/75,PlotNo.75, Rajeevgandhi Nagar, Prashanti , Hyd
611 | Fire&Safety | ASG/B-18/FS/CO2/45 | CO2 | B-BLOCK 18TH FLOOR | B | 1 |  |  |  | Nitin Fire protection industries ltd. |  | Sujay Fire & Security Technologies | 5-9-286/2/75,PlotNo.75, Rajeevgandhi Nagar, Prashanti , Hyd
612 | Fire&Safety | ASG/B-19/FS/CO2/46 | CO2 | B-BLOCK 19TH FLOOR | B | 1 |  |  |  | Nitin Fire protection industries ltd. |  | Sujay Fire & Security Technologies | 5-9-286/2/75,PlotNo.75, Rajeevgandhi Nagar, Prashanti , Hyd
613 | Fire&Safety | ASG/B-TER/FS/CO2/47 | CO2 | B-BLOCK TERRACE | B | 1 |  |  |  | Nitin Fire protection industries ltd. |  | Sujay Fire & Security Technologies | 5-9-286/2/75,PlotNo.75, Rajeevgandhi Nagar, Prashanti , Hyd
614 | Fire&Safety | ASG/B-TER/FS/CO2/48 | CO2 | B-BLOCK TERRACE | B | 1 |  |  |  | Nitin Fire protection industries ltd. |  | Sujay Fire & Security Technologies | 5-9-286/2/75,PlotNo.75, Rajeevgandhi Nagar, Prashanti , Hyd
615 | Fire&Safety | ASG/C-B2/FS/CO2/49 | CO2 | C-BLOCK SUBCELLAR(B2) | C | 1 |  |  |  | Nitin Fire protection industries ltd. | 501,Delta technology street,Hiranandani gardens,Powai,Mumbai-400076, Tel:022-40457000,nitinfire@vsnl.com | Sujay Fire & Security Technologies | 5-9-286/2/75,PlotNo.75, Rajeevgandhi Nagar, Prashanti , Hyd
616 | Fire&Safety | ASG/C-B1/FS/CO2/50 | CO2 | C-BLOCK CELLAR(B1) | C | 1 |  |  |  | Nitin Fire protection industries ltd. |  | Sujay Fire & Security Technologies | 5-9-286/2/75,PlotNo.75, Rajeevgandhi Nagar, Prashanti , Hyd
617 | Fire&Safety | ASG/C-G/FS/CO2/51 | CO2 | C-BLOCK GROUNDFLOOR | C | 1 |  |  |  | Nitin Fire protection industries ltd. |  | Sujay Fire & Security Technologies | 5-9-286/2/75,PlotNo.75, Rajeevgandhi Nagar, Prashanti , Hyd
618 | Fire&Safety | ASG/C-1/FS/CO2/52 | CO2 | C-BLOCK 1ST FLOOR | C | 1 |  |  |  | Nitin Fire protection industries ltd. |  | Sujay Fire & Security Technologies | 5-9-286/2/75,PlotNo.75, Rajeevgandhi Nagar, Prashanti , Hyd
619 | Fire&Safety | ASG/C-2/FS/CO2/53 | CO2 | C-BLOCK 2ND FLOOR | C | 1 |  |  |  | Nitin Fire protection industries ltd. |  | Sujay Fire & Security Technologies | 5-9-286/2/75,PlotNo.75, Rajeevgandhi Nagar, Prashanti , Hyd
620 | Fire&Safety | ASG/C-3/FS/CO2/54 | CO2 | C-BLOCK 3RD FLOOR | C | 1 |  |  |  | Nitin Fire protection industries ltd. |  | Sujay Fire & Security Technologies | 5-9-286/2/75,PlotNo.75, Rajeevgandhi Nagar, Prashanti , Hyd
621 | Fire&Safety | ASG/C-4/FS/CO2/55 | CO2 | C-BLOCK 4TH FLOOR | C | 1 |  |  |  | Nitin Fire protection industries ltd. |  | Sujay Fire & Security Technologies | 5-9-286/2/75,PlotNo.75, Rajeevgandhi Nagar, Prashanti , Hyd
622 | Fire&Safety | ASG/C-5/FS/CO2/56 | CO2 | C-BLOCK 5TH FLOOR | C | 1 |  |  |  | Nitin Fire protection industries ltd. |  | Sujay Fire & Security Technologies | 5-9-286/2/75,PlotNo.75, Rajeevgandhi Nagar, Prashanti , Hyd
623 | Fire&Safety | ASG/C-6/FS/CO2/57 | CO2 | C-BLOCK 6TH FLOOR | C | 1 |  |  |  | Nitin Fire protection industries ltd. |  | Sujay Fire & Security Technologies | 5-9-286/2/75,PlotNo.75, Rajeevgandhi Nagar, Prashanti , Hyd
624 | Fire&Safety | ASG/C-7/FS/CO2/58 | CO2 | C-BLOCK 7TH FLOOR | C | 1 |  |  |  | Nitin Fire protection industries ltd. |  | Sujay Fire & Security Technologies | 5-9-286/2/75,PlotNo.75, Rajeevgandhi Nagar, Prashanti , Hyd
625 | Fire&Safety | ASG/C-8/FS/CO2/59 | CO2 | C-BLOCK 8TH FLOOR | C | 1 |  |  |  | Nitin Fire protection industries ltd. |  | Sujay Fire & Security Technologies | 5-9-286/2/75,PlotNo.75, Rajeevgandhi Nagar, Prashanti , Hyd
626 | Fire&Safety | ASG/C-9/FS/CO2/60 | CO2 | C-BLOCK 9TH FLOOR | C | 1 |  |  |  | Nitin Fire protection industries ltd. |  | Sujay Fire & Security Technologies | 5-9-286/2/75,PlotNo.75, Rajeevgandhi Nagar, Prashanti , Hyd
627 | Fire&Safety | ASG/C-10/FS/CO2/61 | CO2 | C-BLOCK 10TH FLOOR | C | 1 |  |  |  | Nitin Fire protection industries ltd. |  | Sujay Fire & Security Technologies | 5-9-286/2/75,PlotNo.75, Rajeevgandhi Nagar, Prashanti , Hyd
628 | Fire&Safety | ASG/C-11/FS/CO2/62 | CO2 | C-BLOCK 11TH FLOOR | C | 1 |  |  |  | Nitin Fire protection industries ltd. |  | Sujay Fire & Security Technologies | 5-9-286/2/75,PlotNo.75, Rajeevgandhi Nagar, Prashanti , Hyd
629 | Fire&Safety | ASG/C-12/FS/CO2/63 | CO2 | C-BLOCK 12TH FLOOR | C | 1 |  |  |  | Nitin Fire protection industries ltd. |  | Sujay Fire & Security Technologies | 5-9-286/2/75,PlotNo.75, Rajeevgandhi Nagar, Prashanti , Hyd
630 | Fire&Safety | ASG/C-13/FS/CO2/64 | CO2 | C-BLOCK 13TH FLOOR | C | 1 |  |  |  | Nitin Fire protection industries ltd. |  | Sujay Fire & Security Technologies | 5-9-286/2/75,PlotNo.75, Rajeevgandhi Nagar, Prashanti , Hyd
631 | Fire&Safety | ASG/C-14/FS/CO2/65 | CO2 | C-BLOCK 14TH FLOOR | C | 1 |  |  |  | Nitin Fire protection industries ltd. |  | Sujay Fire & Security Technologies | 5-9-286/2/75,PlotNo.75, Rajeevgandhi Nagar, Prashanti , Hyd
632 | Fire&Safety | ASG/C-15/FS/CO2/66 | CO2 | C-BLOCK 15TH FLOOR | C | 1 |  |  |  | Nitin Fire protection industries ltd. |  | Sujay Fire & Security Technologies | 5-9-286/2/75,PlotNo.75, Rajeevgandhi Nagar, Prashanti , Hyd
633 | Fire&Safety | ASG/C-16/FS/CO2/67 | CO2 | C-BLOCK 16TH FLOOR | C | 1 |  |  |  | Nitin Fire protection industries ltd. |  | Sujay Fire & Security Technologies | 5-9-286/2/75,PlotNo.75, Rajeevgandhi Nagar, Prashanti , Hyd
634 | Fire&Safety | ASG/C-17/FS/CO2/68 | CO2 | C-BLOCK 17TH FLOOR | C | 1 |  |  |  | Nitin Fire protection industries ltd. |  | Sujay Fire & Security Technologies | 5-9-286/2/75,PlotNo.75, Rajeevgandhi Nagar, Prashanti , Hyd
635 | Fire&Safety | ASG/C-18/FS/CO2/69 | CO2 | C-BLOCK 18TH FLOOR | C | 1 |  |  |  | Nitin Fire protection industries ltd. |  | Sujay Fire & Security Technologies | 5-9-286/2/75,PlotNo.75, Rajeevgandhi Nagar, Prashanti , Hyd
636 | Fire&Safety | ASG/C-19/FS/CO2/70 | CO2 | C-BLOCK 19TH FLOOR | C | 1 |  |  |  | Nitin Fire protection industries ltd. |  | Sujay Fire & Security Technologies | 5-9-286/2/75,PlotNo.75, Rajeevgandhi Nagar, Prashanti , Hyd
637 | Fire&Safety | ASG/C-TER/FS/CO2/71 | CO2 | C-BLOCK TERRACE | C | 1 |  |  |  | Nitin Fire protection industries ltd. |  | Sujay Fire & Security Technologies | 5-9-286/2/75,PlotNo.75, Rajeevgandhi Nagar, Prashanti , Hyd
638 | Fire&Safety | ASG/C-TER/FS/CO2/72 | CO2 | C-BLOCK TERRACE | C | 1 |  |  |  | Nitin Fire protection industries ltd. |  | Sujay Fire & Security Technologies | 5-9-286/2/75,PlotNo.75, Rajeevgandhi Nagar, Prashanti , Hyd
639 | Fire&Safety | ASG/D-B2/FS/CO2/73 | CO2 | D-BLOCK SUBCELLAR(B2) | D | 1 |  |  |  | Nitin Fire protection industries ltd. | 501,Delta technology street,Hiranandani gardens,Powai,Mumbai-400076, Tel:022-40457000,nitinfire@vsnl.com | Sujay Fire & Security Technologies | 5-9-286/2/75,PlotNo.75, Rajeevgandhi Nagar, Prashanti , Hyd
640 | Fire&Safety | ASG/D-B1/FS/CO2/74 | CO2 | D-BLOCK CELLAR(B1) | D | 1 |  |  |  | Nitin Fire protection industries ltd. |  | Sujay Fire & Security Technologies | 5-9-286/2/75,PlotNo.75, Rajeevgandhi Nagar, Prashanti , Hyd
641 | Fire&Safety | ASG/D-G/FS/CO2/75 | CO2 | D-BLOCKGROUNDFLOOR | D | 1 |  |  |  | Nitin Fire protection industries ltd. |  | Sujay Fire & Security Technologies | 5-9-286/2/75,PlotNo.75, Rajeevgandhi Nagar, Prashanti , Hyd
642 | Fire&Safety | ASG/D-1/FS/CO2/76 | CO2 | D-BLOCK 1ST FLOOR | D | 1 |  |  |  | Nitin Fire protection industries ltd. |  | Sujay Fire & Security Technologies | 5-9-286/2/75,PlotNo.75, Rajeevgandhi Nagar, Prashanti , Hyd
643 | Fire&Safety | ASG/D-2/FS/CO2/77 | CO2 | D-BLOCK 2ND FLOOR | D | 1 |  |  |  | Nitin Fire protection industries ltd. |  | Sujay Fire & Security Technologies | 5-9-286/2/75,PlotNo.75, Rajeevgandhi Nagar, Prashanti , Hyd
644 | Fire&Safety | ASG/D-3/FS/CO2/78 | CO2 | D-BLOCK 3RD FLOOR | D | 1 |  |  |  | Nitin Fire protection industries ltd. |  | Sujay Fire & Security Technologies | 5-9-286/2/75,PlotNo.75, Rajeevgandhi Nagar, Prashanti , Hyd
645 | Fire&Safety | ASG/D-4/FS/CO2/79 | CO2 | D-BLOCK 4TH FLOOR | D | 1 |  |  |  | Nitin Fire protection industries ltd. |  | Sujay Fire & Security Technologies | 5-9-286/2/75,PlotNo.75, Rajeevgandhi Nagar, Prashanti , Hyd
646 | Fire&Safety | ASG/D-5/FS/CO2/80 | CO2 | D-BLOCK 5TH FLOOR | D | 1 |  |  |  | Nitin Fire protection industries ltd. |  | Sujay Fire & Security Technologies | 5-9-286/2/75,PlotNo.75, Rajeevgandhi Nagar, Prashanti , Hyd
647 | Fire&Safety | ASG/D-6/FS/CO2/81 | CO2 | D-BLOCK 6TH FLOOR | D | 1 |  |  |  | Nitin Fire protection industries ltd. |  | Sujay Fire & Security Technologies | 5-9-286/2/75,PlotNo.75, Rajeevgandhi Nagar, Prashanti , Hyd
648 | Fire&Safety | ASG/D-7/FS/CO2/82 | CO2 | D-BLOCK 7TH FLOOR | D | 1 |  |  |  | Nitin Fire protection industries ltd. |  | Sujay Fire & Security Technologies | 5-9-286/2/75,PlotNo.75, Rajeevgandhi Nagar, Prashanti , Hyd
649 | Fire&Safety | ASG/D-8/FS/CO2/83 | CO2 | D-BLOCK 8TH FLOOR | D | 1 |  |  |  | Nitin Fire protection industries ltd. |  | Sujay Fire & Security Technologies | 5-9-286/2/75,PlotNo.75, Rajeevgandhi Nagar, Prashanti , Hyd
650 | Fire&Safety | ASG/D-9/FS/CO2/84 | CO2 | D-BLOCK 9TH FLOOR | D | 1 |  |  |  | Nitin Fire protection industries ltd. |  | Sujay Fire & Security Technologies | 5-9-286/2/75,PlotNo.75, Rajeevgandhi Nagar, Prashanti , Hyd
651 | Fire&Safety | ASG/D-10/FS/CO2/85 | CO2 | D-BLOCK 10TH FLOOR | D | 1 |  |  |  | Nitin Fire protection industries ltd. |  | Sujay Fire & Security Technologies | 5-9-286/2/75,PlotNo.75, Rajeevgandhi Nagar, Prashanti , Hyd
652 | Fire&Safety | ASG/D-11/FS/CO2/86 | CO2 | D-BLOCK 11TH FLOOR | D | 1 |  |  |  | Nitin Fire protection industries ltd. |  | Sujay Fire & Security Technologies | 5-9-286/2/75,PlotNo.75, Rajeevgandhi Nagar, Prashanti , Hyd
653 | Fire&Safety | ASG/D-12/FS/CO2/87 | CO2 | D-BLOCK 12TH FLOOR | D | 1 |  |  |  | Nitin Fire protection industries ltd. |  | Sujay Fire & Security Technologies | 5-9-286/2/75,PlotNo.75, Rajeevgandhi Nagar, Prashanti , Hyd
654 | Fire&Safety | ASG/D-13/FS/CO2/88 | CO2 | D-BLOCK 13TH FLOOR | D | 1 |  |  |  | Nitin Fire protection industries ltd. |  | Sujay Fire & Security Technologies | 5-9-286/2/75,PlotNo.75, Rajeevgandhi Nagar, Prashanti , Hyd
655 | Fire&Safety | ASG/D-14/FS/CO2/89 | CO2 | D-BLOCK 14TH FLOOR | D | 1 |  |  |  | Nitin Fire protection industries ltd. |  | Sujay Fire & Security Technologies | 5-9-286/2/75,PlotNo.75, Rajeevgandhi Nagar, Prashanti , Hyd
656 | Fire&Safety | ASG/D-15/FS/CO2/90 | CO2 | D-BLOCK 15TH FLOOR | D | 1 |  |  |  | Nitin Fire protection industries ltd. |  | Sujay Fire & Security Technologies | 5-9-286/2/75,PlotNo.75, Rajeevgandhi Nagar, Prashanti , Hyd
657 | Fire&Safety | ASG/D-16/FS/CO2/91 | CO2 | D-BLOCK 16TH FLOOR | D | 1 |  |  |  | Nitin Fire protection industries ltd. |  | Sujay Fire & Security Technologies | 5-9-286/2/75,PlotNo.75, Rajeevgandhi Nagar, Prashanti , Hyd
658 | Fire&Safety | ASG/D-17/FS/CO2/92 | CO2 | D-BLOCK 17TH FLOOR | D | 1 |  |  |  | Nitin Fire protection industries ltd. |  | Sujay Fire & Security Technologies | 5-9-286/2/75,PlotNo.75, Rajeevgandhi Nagar, Prashanti , Hyd
659 | Fire&Safety | ASG/D-18/FS/CO2/93 | CO2 | D-BLOCK 18TH FLOOR | D | 1 |  |  |  | Nitin Fire protection industries ltd. |  | Sujay Fire & Security Technologies | 5-9-286/2/75,PlotNo.75, Rajeevgandhi Nagar, Prashanti , Hyd
660 | Fire&Safety | ASG/D-19/FS/CO2/94 | CO2 | D-BLOCK 19TH FLOOR | D | 1 |  |  |  | Nitin Fire protection industries ltd. |  | Sujay Fire & Security Technologies | 5-9-286/2/75,PlotNo.75, Rajeevgandhi Nagar, Prashanti , Hyd
661 | Fire&Safety | ASG/D-TER/FS/CO2/95 | CO2 | D-BLOCK TERRACE | D | 1 |  |  |  | Nitin Fire protection industries ltd. |  | Sujay Fire & Security Technologies | 5-9-286/2/75,PlotNo.75, Rajeevgandhi Nagar, Prashanti , Hyd
662 | Fire&Safety | ASG/D-TER/FS/CO2/96 | CO2 | D-BLOCK TERRACE | D | 1 |  |  |  | Nitin Fire protection industries ltd. |  | Sujay Fire & Security Technologies | 5-9-286/2/75,PlotNo.75, Rajeevgandhi Nagar, Prashanti , Hyd
663 | Fire&Safety | ASG/E-B2/FS/CO2/97 | CO2 | E-BLOCK SUBCELLAR(B2) | E | 1 |  |  |  | Nitin Fire protection industries ltd. | 501,Delta technology street,Hiranandani gardens,Powai,Mumbai-400076, Tel:022-40457000,nitinfire@vsnl.com | Dekars Fire & Security Systems Pvt. Ltd. | 1-10-212/2, ST No:6, Ashok Nagar, Hyd-500020, Tel:65152323 Tele/Fax:040-27632323 Cell:09848053546, Email:sridekars@gmail.com
664 | Fire&Safety | ASG/E-B1/FS/CO2/98 | CO2 | E-BLOCK CELLAR(B1) | E | 1 |  |  |  | Nitin Fire protection industries ltd. |  | Dekars Fire & Security Systems Pvt. Ltd. | 1-10-212/2, ST No:6, Ashok Nagar, Hyd-500020, Tel:65152323 Tele/Fax:040-27632323 Cell:09848053546, Email:sridekars@gmail.com
665 | Fire&Safety | ASG/E-G/FS/CO2/99 | CO2 | E-BLOCK GROUNDFLOOR | E | 1 |  |  |  | Nitin Fire protection industries ltd. |  | Dekars Fire & Security Systems Pvt. Ltd. | 1-10-212/2, ST No:6, Ashok Nagar, Hyd-500020, Tel:65152323 Tele/Fax:040-27632323 Cell:09848053546, Email:sridekars@gmail.com
666 | Fire&Safety | ASG/E-1/FS/CO2/100 | CO2 | E-BLOCK 1ST FLOOR | E | 1 |  |  |  | Nitin Fire protection industries ltd. |  | Dekars Fire & Security Systems Pvt. Ltd. | 1-10-212/2, ST No:6, Ashok Nagar, Hyd-500020, Tel:65152323 Tele/Fax:040-27632323 Cell:09848053546, Email:sridekars@gmail.com
667 | Fire&Safety | ASG/E-2/FS/CO2/101 | CO2 | E-BLOCK 2ND FLOOR | E | 1 |  |  |  | Nitin Fire protection industries ltd. |  | Dekars Fire & Security Systems Pvt. Ltd. | 1-10-212/2, ST No:6, Ashok Nagar, Hyd-500020, Tel:65152323 Tele/Fax:040-27632323 Cell:09848053546, Email:sridekars@gmail.com
668 | Fire&Safety | ASG/E-3/FS/CO2/102 | CO2 | E-BLOCK 3RD FLOOR | E | 1 |  |  |  | Nitin Fire protection industries ltd. |  | Dekars Fire & Security Systems Pvt. Ltd. | 1-10-212/2, ST No:6, Ashok Nagar, Hyd-500020, Tel:65152323 Tele/Fax:040-27632323 Cell:09848053546, Email:sridekars@gmail.com
669 | Fire&Safety | ASG/E-4/FS/CO2/103 | CO2 | E-BLOCK 4TH FLOOR | E | 1 |  |  |  | Nitin Fire protection industries ltd. |  | Dekars Fire & Security Systems Pvt. Ltd. | 1-10-212/2, ST No:6, Ashok Nagar, Hyd-500020, Tel:65152323 Tele/Fax:040-27632323 Cell:09848053546, Email:sridekars@gmail.com
670 | Fire&Safety | ASG/E-5/FS/CO2/104 | CO2 | E-BLOCK 5TH FLOOR | E | 1 |  |  |  | Nitin Fire protection industries ltd. |  | Dekars Fire & Security Systems Pvt. Ltd. | 1-10-212/2, ST No:6, Ashok Nagar, Hyd-500020, Tel:65152323 Tele/Fax:040-27632323 Cell:09848053546, Email:sridekars@gmail.com
671 | Fire&Safety | ASG/E-6/FS/CO2/105 | CO2 | E-BLOCK 6TH FLOOR | E | 1 |  |  |  | Nitin Fire protection industries ltd. |  | Dekars Fire & Security Systems Pvt. Ltd. | 1-10-212/2, ST No:6, Ashok Nagar, Hyd-500020, Tel:65152323 Tele/Fax:040-27632323 Cell:09848053546, Email:sridekars@gmail.com
672 | Fire&Safety | ASG/E-7/FS/CO2/106 | CO2 | E-BLOCK 7TH FLOOR | E | 1 |  |  |  | Nitin Fire protection industries ltd. |  | Dekars Fire & Security Systems Pvt. Ltd. | 1-10-212/2, ST No:6, Ashok Nagar, Hyd-500020, Tel:65152323 Tele/Fax:040-27632323 Cell:09848053546, Email:sridekars@gmail.com
673 | Fire&Safety | ASG/E-8/FS/CO2/107 | CO2 | E-BLOCK 8TH FLOOR | E | 1 |  |  |  | Nitin Fire protection industries ltd. |  | Dekars Fire & Security Systems Pvt. Ltd. | 1-10-212/2, ST No:6, Ashok Nagar, Hyd-500020, Tel:65152323 Tele/Fax:040-27632323 Cell:09848053546, Email:sridekars@gmail.com
674 | Fire&Safety | ASG/E-9/FS/CO2/108 | CO2 | E-BLOCK 9TH FLOOR | E | 1 |  |  |  | Nitin Fire protection industries ltd. |  | Dekars Fire & Security Systems Pvt. Ltd. | 1-10-212/2, ST No:6, Ashok Nagar, Hyd-500020, Tel:65152323 Tele/Fax:040-27632323 Cell:09848053546, Email:sridekars@gmail.com
675 | Fire&Safety | ASG/E-10/FS/CO2/109 | CO2 | E-BLOCK 10TH FLOOR | E | 1 |  |  |  | Nitin Fire protection industries ltd. |  | Dekars Fire & Security Systems Pvt. Ltd. | 1-10-212/2, ST No:6, Ashok Nagar, Hyd-500020, Tel:65152323 Tele/Fax:040-27632323 Cell:09848053546, Email:sridekars@gmail.com
676 | Fire&Safety | ASG/E-11/FS/CO2/110 | CO2 | E-BLOCK 11TH FLOOR | E | 1 |  |  |  | Nitin Fire protection industries ltd. |  | Dekars Fire & Security Systems Pvt. Ltd. | 1-10-212/2, ST No:6, Ashok Nagar, Hyd-500020, Tel:65152323 Tele/Fax:040-27632323 Cell:09848053546, Email:sridekars@gmail.com
677 | Fire&Safety | ASG/E-12/FS/CO2/111 | CO2 | E-BLOCK 12TH FLOOR | E | 1 |  |  |  | Nitin Fire protection industries ltd. |  | Dekars Fire & Security Systems Pvt. Ltd. | 1-10-212/2, ST No:6, Ashok Nagar, Hyd-500020, Tel:65152323 Tele/Fax:040-27632323 Cell:09848053546, Email:sridekars@gmail.com
678 | Fire&Safety | ASG/E-13/FS/CO2/112 | CO2 | E-BLOCK 13TH FLOOR | E | 1 |  |  |  | Nitin Fire protection industries ltd. |  | Dekars Fire & Security Systems Pvt. Ltd. | 1-10-212/2, ST No:6, Ashok Nagar, Hyd-500020, Tel:65152323 Tele/Fax:040-27632323 Cell:09848053546, Email:sridekars@gmail.com
679 | Fire&Safety | ASG/E-14/FS/CO2/113 | CO2 | E-BLOCK 14TH FLOOR | E | 1 |  |  |  | Nitin Fire protection industries ltd. |  | Dekars Fire & Security Systems Pvt. Ltd. | 1-10-212/2, ST No:6, Ashok Nagar, Hyd-500020, Tel:65152323 Tele/Fax:040-27632323 Cell:09848053546, Email:sridekars@gmail.com
680 | Fire&Safety | ASG/E-15/FS/CO2/114 | CO2 | E-BLOCK 15TH FLOOR | E | 1 |  |  |  | Nitin Fire protection industries ltd. |  | Dekars Fire & Security Systems Pvt. Ltd. | 1-10-212/2, ST No:6, Ashok Nagar, Hyd-500020, Tel:65152323 Tele/Fax:040-27632323 Cell:09848053546, Email:sridekars@gmail.com
681 | Fire&Safety | ASG/E-16/FS/CO2/115 | CO2 | E-BLOCK 16TH FLOOR | E | 1 |  |  |  | Nitin Fire protection industries ltd. |  | Dekars Fire & Security Systems Pvt. Ltd. | 1-10-212/2, ST No:6, Ashok Nagar, Hyd-500020, Tel:65152323 Tele/Fax:040-27632323 Cell:09848053546, Email:sridekars@gmail.com
682 | Fire&Safety | ASG/E-17/FS/CO2/116 | CO2 | E-BLOCK 17TH FLOOR | E | 1 |  |  |  | Nitin Fire protection industries ltd. |  | Dekars Fire & Security Systems Pvt. Ltd. | 1-10-212/2, ST No:6, Ashok Nagar, Hyd-500020, Tel:65152323 Tele/Fax:040-27632323 Cell:09848053546, Email:sridekars@gmail.com
683 | Fire&Safety | ASG/E-18/FS/CO2/117 | CO2 | E-BLOCK 18TH FLOOR | E | 1 |  |  |  | Nitin Fire protection industries ltd. |  | Dekars Fire & Security Systems Pvt. Ltd. | 1-10-212/2, ST No:6, Ashok Nagar, Hyd-500020, Tel:65152323 Tele/Fax:040-27632323 Cell:09848053546, Email:sridekars@gmail.com
684 | Fire&Safety | ASG/E-19/FS/CO2/118 | CO2 | E-BLOCK 19TH FLOOR | E | 1 |  |  |  | Nitin Fire protection industries ltd. |  | Dekars Fire & Security Systems Pvt. Ltd. | 1-10-212/2, ST No:6, Ashok Nagar, Hyd-500020, Tel:65152323 Tele/Fax:040-27632323 Cell:09848053546, Email:sridekars@gmail.com
685 | Fire&Safety | ASG/E-TER/FS/CO2/119 | CO2 | E-BLOCK TERRACE | E | 1 |  |  |  | Nitin Fire protection industries ltd. |  | Dekars Fire & Security Systems Pvt. Ltd. | 1-10-212/2, ST No:6, Ashok Nagar, Hyd-500020, Tel:65152323 Tele/Fax:040-27632323 Cell:09848053546, Email:sridekars@gmail.com
686 | Fire&Safety | ASG/E-TER/FS/CO2/120 | CO2 | E-BLOCK TERRACE | E | 1 |  |  |  | Nitin Fire protection industries ltd. |  | Dekars Fire & Security Systems Pvt. Ltd. | 1-10-212/2, ST No:6, Ashok Nagar, Hyd-500020, Tel:65152323 Tele/Fax:040-27632323 Cell:09848053546, Email:sridekars@gmail.com
687 | Fire&Safety | ASG/F-B2/FS/CO2/121 | CO2 | F-BLOCK SUBCELLAR(B2) | F | 1 |  |  |  | Nitin Fire protection industries ltd. | 501,Delta technology street,Hiranandani gardens,Powai,Mumbai-400076, Tel:022-40457000,nitinfire@vsnl.com | Dekars Fire & Security Systems Pvt. Ltd. | 1-10-212/2, ST No:6, Ashok Nagar, Hyd-500020, Tel:65152323 Tele/Fax:040-27632323 Cell:09848053546, Email:sridekars@gmail.com
688 | Fire&Safety | ASG/F-B1/FS/CO2/122 | CO2 | F-BLOCK CELLAR(B1) | F | 1 |  |  |  | Nitin Fire protection industries ltd. |  | Dekars Fire & Security Systems Pvt. Ltd. | 1-10-212/2, ST No:6, Ashok Nagar, Hyd-500020, Tel:65152323 Tele/Fax:040-27632323 Cell:09848053546, Email:sridekars@gmail.com
689 | Fire&Safety | ASG/F-G/FS/CO2/123 | CO2 | F-BLOCK GROUNDFLOOR | F | 1 |  |  |  | Nitin Fire protection industries ltd. |  | Dekars Fire & Security Systems Pvt. Ltd. | 1-10-212/2, ST No:6, Ashok Nagar, Hyd-500020, Tel:65152323 Tele/Fax:040-27632323 Cell:09848053546, Email:sridekars@gmail.com
690 | Fire&Safety | ASG/F-1/FS/CO2/124 | CO2 | F-BLOCK 1ST FLOOR | F | 1 |  |  |  | Nitin Fire protection industries ltd. |  | Dekars Fire & Security Systems Pvt. Ltd. | 1-10-212/2, ST No:6, Ashok Nagar, Hyd-500020, Tel:65152323 Tele/Fax:040-27632323 Cell:09848053546, Email:sridekars@gmail.com
691 | Fire&Safety | ASG/F-2/FS/CO2/125 | CO2 | F-BLOCK 2ND FLOOR | F | 1 |  |  |  | Nitin Fire protection industries ltd. |  | Dekars Fire & Security Systems Pvt. Ltd. | 1-10-212/2, ST No:6, Ashok Nagar, Hyd-500020, Tel:65152323 Tele/Fax:040-27632323 Cell:09848053546, Email:sridekars@gmail.com
692 | Fire&Safety | ASG/F-3/FS/CO2/126 | CO2 | F-BLOCK 3RD FLOOR | F | 1 |  |  |  | Nitin Fire protection industries ltd. |  | Dekars Fire & Security Systems Pvt. Ltd. | 1-10-212/2, ST No:6, Ashok Nagar, Hyd-500020, Tel:65152323 Tele/Fax:040-27632323 Cell:09848053546, Email:sridekars@gmail.com
693 | Fire&Safety | ASG/F-4/FS/CO2/127 | CO2 | F-BLOCK 4TH FLOOR | F | 1 |  |  |  | Nitin Fire protection industries ltd. |  | Dekars Fire & Security Systems Pvt. Ltd. | 1-10-212/2, ST No:6, Ashok Nagar, Hyd-500020, Tel:65152323 Tele/Fax:040-27632323 Cell:09848053546, Email:sridekars@gmail.com
694 | Fire&Safety | ASG/F-5/FS/CO2/128 | CO2 | F-BLOCK 5TH FLOOR | F | 1 |  |  |  | Nitin Fire protection industries ltd. |  | Dekars Fire & Security Systems Pvt. Ltd. | 1-10-212/2, ST No:6, Ashok Nagar, Hyd-500020, Tel:65152323 Tele/Fax:040-27632323 Cell:09848053546, Email:sridekars@gmail.com
695 | Fire&Safety | ASG/F-6/FS/CO2/129 | CO2 | F-BLOCK 6TH FLOOR | F | 1 |  |  |  | Nitin Fire protection industries ltd. |  | Dekars Fire & Security Systems Pvt. Ltd. | 1-10-212/2, ST No:6, Ashok Nagar, Hyd-500020, Tel:65152323 Tele/Fax:040-27632323 Cell:09848053546, Email:sridekars@gmail.com
696 | Fire&Safety | ASG/F-7/FS/CO2/130 | CO2 | F-BLOCK 7TH FLOOR | F | 1 |  |  |  | Nitin Fire protection industries ltd. |  | Dekars Fire & Security Systems Pvt. Ltd. | 1-10-212/2, ST No:6, Ashok Nagar, Hyd-500020, Tel:65152323 Tele/Fax:040-27632323 Cell:09848053546, Email:sridekars@gmail.com
697 | Fire&Safety | ASG/F-8/FS/CO2/131 | CO2 | F-BLOCK 8TH FLOOR | F | 1 |  |  |  | Nitin Fire protection industries ltd. |  | Dekars Fire & Security Systems Pvt. Ltd. | 1-10-212/2, ST No:6, Ashok Nagar, Hyd-500020, Tel:65152323 Tele/Fax:040-27632323 Cell:09848053546, Email:sridekars@gmail.com
698 | Fire&Safety | ASG/F-9/FS/CO2/132 | CO2 | F-BLOCK 9TH FLOOR | F | 1 |  |  |  | Nitin Fire protection industries ltd. |  | Dekars Fire & Security Systems Pvt. Ltd. | 1-10-212/2, ST No:6, Ashok Nagar, Hyd-500020, Tel:65152323 Tele/Fax:040-27632323 Cell:09848053546, Email:sridekars@gmail.com
699 | Fire&Safety | ASG/F-10/FS/CO2/133 | CO2 | F-BLOCK 10TH FLOOR | F | 1 |  |  |  | Nitin Fire protection industries ltd. |  | Dekars Fire & Security Systems Pvt. Ltd. | 1-10-212/2, ST No:6, Ashok Nagar, Hyd-500020, Tel:65152323 Tele/Fax:040-27632323 Cell:09848053546, Email:sridekars@gmail.com
700 | Fire&Safety | ASG/F-11/FS/CO2/134 | CO2 | F-BLOCK 11TH FLOOR | F | 1 |  |  |  | Nitin Fire protection industries ltd. |  | Dekars Fire & Security Systems Pvt. Ltd. | 1-10-212/2, ST No:6, Ashok Nagar, Hyd-500020, Tel:65152323 Tele/Fax:040-27632323 Cell:09848053546, Email:sridekars@gmail.com
701 | Fire&Safety | ASG/F-12/FS/CO2/135 | CO2 | F-BLOCK 12TH FLOOR | F | 1 |  |  |  | Nitin Fire protection industries ltd. |  | Dekars Fire & Security Systems Pvt. Ltd. | 1-10-212/2, ST No:6, Ashok Nagar, Hyd-500020, Tel:65152323 Tele/Fax:040-27632323 Cell:09848053546, Email:sridekars@gmail.com
702 | Fire&Safety | ASG/F-13/FS/CO2/136 | CO2 | F-BLOCK 13TH FLOOR | F | 1 |  |  |  | Nitin Fire protection industries ltd. |  | Dekars Fire & Security Systems Pvt. Ltd. | 1-10-212/2, ST No:6, Ashok Nagar, Hyd-500020, Tel:65152323 Tele/Fax:040-27632323 Cell:09848053546, Email:sridekars@gmail.com
703 | Fire&Safety | ASG/F-14/FS/CO2/137 | CO2 | F-BLOCK 14TH FLOOR | F | 1 |  |  |  | Nitin Fire protection industries ltd. |  | Dekars Fire & Security Systems Pvt. Ltd. | 1-10-212/2, ST No:6, Ashok Nagar, Hyd-500020, Tel:65152323 Tele/Fax:040-27632323 Cell:09848053546, Email:sridekars@gmail.com
704 | Fire&Safety | ASG/F-15/FS/CO2/138 | CO2 | F-BLOCK 15TH FLOOR | F | 1 |  |  |  | Nitin Fire protection industries ltd. |  | Dekars Fire & Security Systems Pvt. Ltd. | 1-10-212/2, ST No:6, Ashok Nagar, Hyd-500020, Tel:65152323 Tele/Fax:040-27632323 Cell:09848053546, Email:sridekars@gmail.com
705 | Fire&Safety | ASG/F-16/FS/CO2/139 | CO2 | F-BLOCK 16TH FLOOR | F | 1 |  |  |  | Nitin Fire protection industries ltd. |  | Dekars Fire & Security Systems Pvt. Ltd. | 1-10-212/2, ST No:6, Ashok Nagar, Hyd-500020, Tel:65152323 Tele/Fax:040-27632323 Cell:09848053546, Email:sridekars@gmail.com
706 | Fire&Safety | ASG/F-17/FS/CO2/140 | CO2 | F-BLOCK 17TH FLOOR | F | 1 |  |  |  | Nitin Fire protection industries ltd. |  | Dekars Fire & Security Systems Pvt. Ltd. | 1-10-212/2, ST No:6, Ashok Nagar, Hyd-500020, Tel:65152323 Tele/Fax:040-27632323 Cell:09848053546, Email:sridekars@gmail.com
707 | Fire&Safety | ASG/F-18/FS/CO2/141 | CO2 | F-BLOCK 18TH FLOOR | F | 1 |  |  |  | Nitin Fire protection industries ltd. |  | Dekars Fire & Security Systems Pvt. Ltd. | 1-10-212/2, ST No:6, Ashok Nagar, Hyd-500020, Tel:65152323 Tele/Fax:040-27632323 Cell:09848053546, Email:sridekars@gmail.com
708 | Fire&Safety | ASG/F-19/FS/CO2/142 | CO2 | F-BLOCK 19TH FLOOR | F | 1 |  |  |  | Nitin Fire protection industries ltd. |  | Dekars Fire & Security Systems Pvt. Ltd. | 1-10-212/2, ST No:6, Ashok Nagar, Hyd-500020, Tel:65152323 Tele/Fax:040-27632323 Cell:09848053546, Email:sridekars@gmail.com
709 | Fire&Safety | ASG/F-TER/FS/CO2/143 | CO2 | F-BLOCK TERRACE | F | 1 |  |  |  | Nitin Fire protection industries ltd. |  | Dekars Fire & Security Systems Pvt. Ltd. | 1-10-212/2, ST No:6, Ashok Nagar, Hyd-500020, Tel:65152323 Tele/Fax:040-27632323 Cell:09848053546, Email:sridekars@gmail.com
710 | Fire&Safety | ASG/F-TER/FS/CO2/144 | CO2 | F-BLOCK TERRACE | F | 1 |  |  |  | Nitin Fire protection industries ltd. |  | Dekars Fire & Security Systems Pvt. Ltd. | 1-10-212/2, ST No:6, Ashok Nagar, Hyd-500020, Tel:65152323 Tele/Fax:040-27632323 Cell:09848053546, Email:sridekars@gmail.com
711 | Fire&Safety | ASG/G-B2/FS/CO2/145 | CO2 | G-BLOCK SUBCELLAR(B2) | G | 1 |  |  |  | Nitin Fire protection industries ltd. | 501,Delta technology street,Hiranandani gardens,Powai,Mumbai-400076, Tel:022-40457000,nitinfire@vsnl.com | Dekars Fire & Security Systems Pvt. Ltd. | 1-10-212/2, ST No:6, Ashok Nagar, Hyd-500020, Tel:65152323 Tele/Fax:040-27632323 Cell:09848053546, Email:sridekars@gmail.com
712 | Fire&Safety | ASG/G-B1/FS/CO2/146 | CO2 | G-BLOCK CELLAR(B1) | G | 1 |  |  |  | Nitin Fire protection industries ltd. |  | Dekars Fire & Security Systems Pvt. Ltd. | 1-10-212/2, ST No:6, Ashok Nagar, Hyd-500020, Tel:65152323 Tele/Fax:040-27632323 Cell:09848053546, Email:sridekars@gmail.com
713 | Fire&Safety | ASG/G-GRU/FS/CO2/147 | CO2 | G-BLOCKGROUNGFLOOR | G | 1 |  |  |  | Nitin Fire protection industries ltd. |  | Dekars Fire & Security Systems Pvt. Ltd. | 1-10-212/2, ST No:6, Ashok Nagar, Hyd-500020, Tel:65152323 Tele/Fax:040-27632323 Cell:09848053546, Email:sridekars@gmail.com
714 | Fire&Safety | ASG/G-1/FS/CO2/148 | CO2 | G-BLOCK 1ST FLOOR | G | 1 |  |  |  | Nitin Fire protection industries ltd. |  | Dekars Fire & Security Systems Pvt. Ltd. | 1-10-212/2, ST No:6, Ashok Nagar, Hyd-500020, Tel:65152323 Tele/Fax:040-27632323 Cell:09848053546, Email:sridekars@gmail.com
715 | Fire&Safety | ASG/G-2/FS/CO2/149 | CO2 | G-BLOCK 2ND FLOOR | G | 1 |  |  |  | Nitin Fire protection industries ltd. |  | Dekars Fire & Security Systems Pvt. Ltd. | 1-10-212/2, ST No:6, Ashok Nagar, Hyd-500020, Tel:65152323 Tele/Fax:040-27632323 Cell:09848053546, Email:sridekars@gmail.com
716 | Fire&Safety | ASG/G-3/FS/CO2/150 | CO2 | G-BLOCK 3RD FLOOR | G | 1 |  |  |  | Nitin Fire protection industries ltd. |  | Dekars Fire & Security Systems Pvt. Ltd. | 1-10-212/2, ST No:6, Ashok Nagar, Hyd-500020, Tel:65152323 Tele/Fax:040-27632323 Cell:09848053546, Email:sridekars@gmail.com
717 | Fire&Safety | ASG/G-4/FS/CO2/151 | CO2 | G-BLOCK 4TH FLOOR | G | 1 |  |  |  | Nitin Fire protection industries ltd. |  | Dekars Fire & Security Systems Pvt. Ltd. | 1-10-212/2, ST No:6, Ashok Nagar, Hyd-500020, Tel:65152323 Tele/Fax:040-27632323 Cell:09848053546, Email:sridekars@gmail.com
718 | Fire&Safety | ASG/G-5/FS/CO2/152 | CO2 | G-BLOCK 5TH FLOOR | G | 1 |  |  |  | Nitin Fire protection industries ltd. |  | Dekars Fire & Security Systems Pvt. Ltd. | 1-10-212/2, ST No:6, Ashok Nagar, Hyd-500020, Tel:65152323 Tele/Fax:040-27632323 Cell:09848053546, Email:sridekars@gmail.com
719 | Fire&Safety | ASG/G-6/FS/CO2/153 | CO2 | G-BLOCK 6TH FLOOR | G | 1 |  |  |  | Nitin Fire protection industries ltd. |  | Dekars Fire & Security Systems Pvt. Ltd. | 1-10-212/2, ST No:6, Ashok Nagar, Hyd-500020, Tel:65152323 Tele/Fax:040-27632323 Cell:09848053546, Email:sridekars@gmail.com
720 | Fire&Safety | ASG/G-7/FS/CO2/154 | CO2 | G-BLOCK 7TH FLOOR | G | 1 |  |  |  | Nitin Fire protection industries ltd. |  | Dekars Fire & Security Systems Pvt. Ltd. | 1-10-212/2, ST No:6, Ashok Nagar, Hyd-500020, Tel:65152323 Tele/Fax:040-27632323 Cell:09848053546, Email:sridekars@gmail.com
721 | Fire&Safety | ASG/G-8/FS/CO2/155 | CO2 | G-BLOCK 8TH FLOOR | G | 1 |  |  |  | Nitin Fire protection industries ltd. |  | Dekars Fire & Security Systems Pvt. Ltd. | 1-10-212/2, ST No:6, Ashok Nagar, Hyd-500020, Tel:65152323 Tele/Fax:040-27632323 Cell:09848053546, Email:sridekars@gmail.com
722 | Fire&Safety | ASG/G-9/FS/CO2/156 | CO2 | G-BLOCK 9TH FLOOR | G | 1 |  |  |  | Nitin Fire protection industries ltd. |  | Dekars Fire & Security Systems Pvt. Ltd. | 1-10-212/2, ST No:6, Ashok Nagar, Hyd-500020, Tel:65152323 Tele/Fax:040-27632323 Cell:09848053546, Email:sridekars@gmail.com
723 | Fire&Safety | ASG/G-10/FS/CO2/157 | CO2 | G-BLOCK 10TH FLOOR | G | 1 |  |  |  | Nitin Fire protection industries ltd. |  | Dekars Fire & Security Systems Pvt. Ltd. | 1-10-212/2, ST No:6, Ashok Nagar, Hyd-500020, Tel:65152323 Tele/Fax:040-27632323 Cell:09848053546, Email:sridekars@gmail.com
724 | Fire&Safety | ASG/G-11/FS/CO2/158 | CO2 | G-BLOCK 11TH FLOOR | G | 1 |  |  |  | Nitin Fire protection industries ltd. |  | Dekars Fire & Security Systems Pvt. Ltd. | 1-10-212/2, ST No:6, Ashok Nagar, Hyd-500020, Tel:65152323 Tele/Fax:040-27632323 Cell:09848053546, Email:sridekars@gmail.com
725 | Fire&Safety | ASG/G-12/FS/CO2/159 | CO2 | G-BLOCK 12TH FLOOR | G | 1 |  |  |  | Nitin Fire protection industries ltd. |  | Dekars Fire & Security Systems Pvt. Ltd. | 1-10-212/2, ST No:6, Ashok Nagar, Hyd-500020, Tel:65152323 Tele/Fax:040-27632323 Cell:09848053546, Email:sridekars@gmail.com
726 | Fire&Safety | ASG/G-13/FS/CO2/160 | CO2 | G-BLOCK 13TH FLOOR | G | 1 |  |  |  | Nitin Fire protection industries ltd. |  | Dekars Fire & Security Systems Pvt. Ltd. | 1-10-212/2, ST No:6, Ashok Nagar, Hyd-500020, Tel:65152323 Tele/Fax:040-27632323 Cell:09848053546, Email:sridekars@gmail.com
727 | Fire&Safety | ASG/G-14/FS/CO2/161 | CO2 | G-BLOCK 14TH FLOOR | G | 1 |  |  |  | Nitin Fire protection industries ltd. |  | Dekars Fire & Security Systems Pvt. Ltd. | 1-10-212/2, ST No:6, Ashok Nagar, Hyd-500020, Tel:65152323 Tele/Fax:040-27632323 Cell:09848053546, Email:sridekars@gmail.com
728 | Fire&Safety | ASG/G-15/FS/CO2/162 | CO2 | G-BLOCK 15TH FLOOR | G | 1 |  |  |  | Nitin Fire protection industries ltd. |  | Dekars Fire & Security Systems Pvt. Ltd. | 1-10-212/2, ST No:6, Ashok Nagar, Hyd-500020, Tel:65152323 Tele/Fax:040-27632323 Cell:09848053546, Email:sridekars@gmail.com
729 | Fire&Safety | ASG/G-16/FS/CO2/163 | CO2 | G-BLOCK 16TH FLOOR | G | 1 |  |  |  | Nitin Fire protection industries ltd. |  | Dekars Fire & Security Systems Pvt. Ltd. | 1-10-212/2, ST No:6, Ashok Nagar, Hyd-500020, Tel:65152323 Tele/Fax:040-27632323 Cell:09848053546, Email:sridekars@gmail.com
730 | Fire&Safety | ASG/G-17/FS/CO2/164 | CO2 | G-BLOCK 17TH FLOOR | G | 1 |  |  |  | Nitin Fire protection industries ltd. |  | Dekars Fire & Security Systems Pvt. Ltd. | 1-10-212/2, ST No:6, Ashok Nagar, Hyd-500020, Tel:65152323 Tele/Fax:040-27632323 Cell:09848053546, Email:sridekars@gmail.com
731 | Fire&Safety | ASG/G-18/FS/CO2/165 | CO2 | G-BLOCK 18TH FLOOR | G | 1 |  |  |  | Nitin Fire protection industries ltd. |  | Dekars Fire & Security Systems Pvt. Ltd. | 1-10-212/2, ST No:6, Ashok Nagar, Hyd-500020, Tel:65152323 Tele/Fax:040-27632323 Cell:09848053546, Email:sridekars@gmail.com
732 | Fire&Safety | ASG/G-19/FS/CO2/166 | CO2 | G-BLOCK 19TH FLOOR | G | 1 |  |  |  | Nitin Fire protection industries ltd. |  | Dekars Fire & Security Systems Pvt. Ltd. | 1-10-212/2, ST No:6, Ashok Nagar, Hyd-500020, Tel:65152323 Tele/Fax:040-27632323 Cell:09848053546, Email:sridekars@gmail.com
733 | Fire&Safety | ASG/G-TER/FS/CO2/167 | CO2 | G-BLOCK TERRACE | G | 1 |  |  |  | Nitin Fire protection industries ltd. |  | Dekars Fire & Security Systems Pvt. Ltd. | 1-10-212/2, ST No:6, Ashok Nagar, Hyd-500020, Tel:65152323 Tele/Fax:040-27632323 Cell:09848053546, Email:sridekars@gmail.com
734 | Fire&Safety | ASG/G-TER/FS/CO2/168 | CO2 | G-BLOCK TERRACE | G | 1 |  |  |  | Nitin Fire protection industries ltd. |  | Dekars Fire & Security Systems Pvt. Ltd. | 1-10-212/2, ST No:6, Ashok Nagar, Hyd-500020, Tel:65152323 Tele/Fax:040-27632323 Cell:09848053546, Email:sridekars@gmail.com
735 | Fire&Safety | ASG/H-B2/FS/CO2/169 | CO2 | H-BLOCK SUBCELLAR(B2) | H | 1 |  |  |  | Nitin Fire protection industries ltd. | 501,Delta technology street,Hiranandani gardens,Powai,Mumbai-400076, Tel:022-40457000,nitinfire@vsnl.com | Dekars Fire & Security Systems Pvt. Ltd. | 1-10-212/2, ST No:6, Ashok Nagar, Hyd-500020, Tel:65152323 Tele/Fax:040-27632323 Cell:09848053546, Email:sridekars@gmail.com
736 | Fire&Safety | ASG/H-B1/FS/CO2/170 | CO2 | H-BLOCK CELLAR(B1) | H | 1 |  |  |  | Nitin Fire protection industries ltd. |  | Dekars Fire & Security Systems Pvt. Ltd. | 1-10-212/2, ST No:6, Ashok Nagar, Hyd-500020, Tel:65152323 Tele/Fax:040-27632323 Cell:09848053546, Email:sridekars@gmail.com
737 | Fire&Safety | ASG/H-GRU/FS/CO2/171 | CO2 | H-BLOCKGROUNDFLOOR | H | 1 |  |  |  | Nitin Fire protection industries ltd. |  | Dekars Fire & Security Systems Pvt. Ltd. | 1-10-212/2, ST No:6, Ashok Nagar, Hyd-500020, Tel:65152323 Tele/Fax:040-27632323 Cell:09848053546, Email:sridekars@gmail.com
738 | Fire&Safety | ASG/H-1/FS/CO2/172 | CO2 | H-BLOCK IST FLOOR | H | 1 |  |  |  | Nitin Fire protection industries ltd. |  | Dekars Fire & Security Systems Pvt. Ltd. | 1-10-212/2, ST No:6, Ashok Nagar, Hyd-500020, Tel:65152323 Tele/Fax:040-27632323 Cell:09848053546, Email:sridekars@gmail.com
739 | Fire&Safety | ASG/H-2/FS/CO2/173 | CO2 | H-BLOCK 2ND FLOOR | H | 1 |  |  |  | Nitin Fire protection industries ltd. |  | Dekars Fire & Security Systems Pvt. Ltd. | 1-10-212/2, ST No:6, Ashok Nagar, Hyd-500020, Tel:65152323 Tele/Fax:040-27632323 Cell:09848053546, Email:sridekars@gmail.com
740 | Fire&Safety | ASG/H-3/FS/CO2/174 | CO2 | H-BLOCK 3RD FLOOR | H | 1 |  |  |  | Nitin Fire protection industries ltd. |  | Dekars Fire & Security Systems Pvt. Ltd. | 1-10-212/2, ST No:6, Ashok Nagar, Hyd-500020, Tel:65152323 Tele/Fax:040-27632323 Cell:09848053546, Email:sridekars@gmail.com
741 | Fire&Safety | ASG/H-4/FS/CO2/175 | CO2 | H-BLOCK 4TH FLOOR | H | 1 |  |  |  | Nitin Fire protection industries ltd. |  | Dekars Fire & Security Systems Pvt. Ltd. | 1-10-212/2, ST No:6, Ashok Nagar, Hyd-500020, Tel:65152323 Tele/Fax:040-27632323 Cell:09848053546, Email:sridekars@gmail.com
742 | Fire&Safety | ASG/H-5/FS/CO2/176 | CO2 | H-BLOCK 5TH FLOOR | H | 1 |  |  |  | Nitin Fire protection industries ltd. |  | Dekars Fire & Security Systems Pvt. Ltd. | 1-10-212/2, ST No:6, Ashok Nagar, Hyd-500020, Tel:65152323 Tele/Fax:040-27632323 Cell:09848053546, Email:sridekars@gmail.com
743 | Fire&Safety | ASG/H-6/FS/CO2/177 | CO2 | H-BLOCK 6TH FLOOR | H | 1 |  |  |  | Nitin Fire protection industries ltd. |  | Dekars Fire & Security Systems Pvt. Ltd. | 1-10-212/2, ST No:6, Ashok Nagar, Hyd-500020, Tel:65152323 Tele/Fax:040-27632323 Cell:09848053546, Email:sridekars@gmail.com
744 | Fire&Safety | ASG/H-7/FS/CO2/178 | CO2 | H-BLOCK 7TH FLOOR | H | 1 |  |  |  | Nitin Fire protection industries ltd. |  | Dekars Fire & Security Systems Pvt. Ltd. | 1-10-212/2, ST No:6, Ashok Nagar, Hyd-500020, Tel:65152323 Tele/Fax:040-27632323 Cell:09848053546, Email:sridekars@gmail.com
745 | Fire&Safety | ASG/H-8/FS/CO2/179 | CO2 | H-BLOCK 8TH FLOOR | H | 1 |  |  |  | Nitin Fire protection industries ltd. |  | Dekars Fire & Security Systems Pvt. Ltd. | 1-10-212/2, ST No:6, Ashok Nagar, Hyd-500020, Tel:65152323 Tele/Fax:040-27632323 Cell:09848053546, Email:sridekars@gmail.com
746 | Fire&Safety | ASG/H-9/FS/CO2/180 | CO2 | H-BLOCK 9TH FLOOR | H | 1 |  |  |  | Nitin Fire protection industries ltd. |  | Dekars Fire & Security Systems Pvt. Ltd. | 1-10-212/2, ST No:6, Ashok Nagar, Hyd-500020, Tel:65152323 Tele/Fax:040-27632323 Cell:09848053546, Email:sridekars@gmail.com
747 | Fire&Safety | ASG/H-10/FS/CO2/181 | CO2 | H-BLOCK 10TH FLOOR | H | 1 |  |  |  | Nitin Fire protection industries ltd. |  | Dekars Fire & Security Systems Pvt. Ltd. | 1-10-212/2, ST No:6, Ashok Nagar, Hyd-500020, Tel:65152323 Tele/Fax:040-27632323 Cell:09848053546, Email:sridekars@gmail.com
748 | Fire&Safety | ASG/H-11/FS/CO2/182 | CO2 | H-BLOCK 11TH FLOOR | H | 1 |  |  |  | Nitin Fire protection industries ltd. |  | Dekars Fire & Security Systems Pvt. Ltd. | 1-10-212/2, ST No:6, Ashok Nagar, Hyd-500020, Tel:65152323 Tele/Fax:040-27632323 Cell:09848053546, Email:sridekars@gmail.com
749 | Fire&Safety | ASG/H-12/FS/CO2/183 | CO2 | H-BLOCK 12TH FLOOR | H | 1 |  |  |  | Nitin Fire protection industries ltd. |  | Dekars Fire & Security Systems Pvt. Ltd. | 1-10-212/2, ST No:6, Ashok Nagar, Hyd-500020, Tel:65152323 Tele/Fax:040-27632323 Cell:09848053546, Email:sridekars@gmail.com
750 | Fire&Safety | ASG/H-13/FS/CO2/184 | CO2 | H-BLOCK 13TH FLOOR | H | 1 |  |  |  | Nitin Fire protection industries ltd. |  | Dekars Fire & Security Systems Pvt. Ltd. | 1-10-212/2, ST No:6, Ashok Nagar, Hyd-500020, Tel:65152323 Tele/Fax:040-27632323 Cell:09848053546, Email:sridekars@gmail.com
751 | Fire&Safety | ASG/H-14/FS/CO2/185 | CO2 | H-BLOCK 14TH FLOOR | H | 1 |  |  |  | Nitin Fire protection industries ltd. |  | Dekars Fire & Security Systems Pvt. Ltd. | 1-10-212/2, ST No:6, Ashok Nagar, Hyd-500020, Tel:65152323 Tele/Fax:040-27632323 Cell:09848053546, Email:sridekars@gmail.com
752 | Fire&Safety | ASG/H-15/FS/CO2/186 | CO2 | H-BLOCK 15TH FLOOR | H | 1 |  |  |  | Nitin Fire protection industries ltd. |  | Dekars Fire & Security Systems Pvt. Ltd. | 1-10-212/2, ST No:6, Ashok Nagar, Hyd-500020, Tel:65152323 Tele/Fax:040-27632323 Cell:09848053546, Email:sridekars@gmail.com
753 | Fire&Safety | ASG/H-16/FS/CO2/187 | CO2 | H-BLOCK 16TH FLOOR | H | 1 |  |  |  | Nitin Fire protection industries ltd. |  | Dekars Fire & Security Systems Pvt. Ltd. | 1-10-212/2, ST No:6, Ashok Nagar, Hyd-500020, Tel:65152323 Tele/Fax:040-27632323 Cell:09848053546, Email:sridekars@gmail.com
754 | Fire&Safety | ASG/H-17/FS/CO2/188 | CO2 | H-BLOCK 17TH FLOOR | H | 1 |  |  |  | Nitin Fire protection industries ltd. |  | Dekars Fire & Security Systems Pvt. Ltd. | 1-10-212/2, ST No:6, Ashok Nagar, Hyd-500020, Tel:65152323 Tele/Fax:040-27632323 Cell:09848053546, Email:sridekars@gmail.com
755 | Fire&Safety | ASG/H-18/FS/CO2/189 | CO2 | H-BLOCK 18TH FLOOR | H | 1 |  |  |  | Nitin Fire protection industries ltd. |  | Dekars Fire & Security Systems Pvt. Ltd. | 1-10-212/2, ST No:6, Ashok Nagar, Hyd-500020, Tel:65152323 Tele/Fax:040-27632323 Cell:09848053546, Email:sridekars@gmail.com
756 | Fire&Safety | ASG/H-19/FS/CO2/190 | CO2 | H-BLOCK 19TH FLOOR | H | 1 |  |  |  | Nitin Fire protection industries ltd. |  | Dekars Fire & Security Systems Pvt. Ltd. | 1-10-212/2, ST No:6, Ashok Nagar, Hyd-500020, Tel:65152323 Tele/Fax:040-27632323 Cell:09848053546, Email:sridekars@gmail.com
757 | Fire&Safety | ASG/H-TER/FS/CO2/191 | CO2 | H-BLOCK TER FLOOR | H | 1 |  |  |  | Nitin Fire protection industries ltd. |  | Dekars Fire & Security Systems Pvt. Ltd. | 1-10-212/2, ST No:6, Ashok Nagar, Hyd-500020, Tel:65152323 Tele/Fax:040-27632323 Cell:09848053546, Email:sridekars@gmail.com
758 | Fire&Safety | ASG/H-TER/FS/CO2/192 | CO2 | H-BLOCK TER FLOOR | H | 1 |  |  |  | Nitin Fire protection industries ltd. |  | Dekars Fire & Security Systems Pvt. Ltd. | 1-10-212/2, ST No:6, Ashok Nagar, Hyd-500020, Tel:65152323 Tele/Fax:040-27632323 Cell:09848053546, Email:sridekars@gmail.com
759 | Fire&Safety | ASG/I-B2/FS/CO2/193 | CO2 | I-BLOCK SUBCELLAR(B2) | I | 1 |  |  |  | Nitin Fire protection industries ltd. | 501,Delta technology street,Hiranandani gardens,Powai,Mumbai-400076, Tel:022-40457000,nitinfire@vsnl.com | Dekars Fire & Security Systems Pvt. Ltd. | 1-10-212/2, ST No:6, Ashok Nagar, Hyd-500020, Tel:65152323 Tele/Fax:040-27632323 Cell:09848053546, Email:sridekars@gmail.com
760 | Fire&Safety | ASG/I-B1/FS/CO2/194 | CO2 | I-BLOCK CELLAR(B1) | I | 1 |  |  |  | Nitin Fire protection industries ltd. |  | Dekars Fire & Security Systems Pvt. Ltd. | 1-10-212/2, ST No:6, Ashok Nagar, Hyd-500020, Tel:65152323 Tele/Fax:040-27632323 Cell:09848053546, Email:sridekars@gmail.com
761 | Fire&Safety | ASG/I-G/FS/CO2/195 | CO2 | I-BLOCK GROUNDFLOOR | I | 1 |  |  |  | Nitin Fire protection industries ltd. |  | Dekars Fire & Security Systems Pvt. Ltd. | 1-10-212/2, ST No:6, Ashok Nagar, Hyd-500020, Tel:65152323 Tele/Fax:040-27632323 Cell:09848053546, Email:sridekars@gmail.com
762 | Fire&Safety | ASG/I-1/FS/CO2/196 | CO2 | I-BLOCK 1ST FLOOR | I | 1 |  |  |  | Nitin Fire protection industries ltd. |  | Dekars Fire & Security Systems Pvt. Ltd. | 1-10-212/2, ST No:6, Ashok Nagar, Hyd-500020, Tel:65152323 Tele/Fax:040-27632323 Cell:09848053546, Email:sridekars@gmail.com
763 | Fire&Safety | ASG/I-2/FS/CO2/197 | CO2 | I-BLOCK 2ND FLOOR | I | 1 |  |  |  | Nitin Fire protection industries ltd. |  | Dekars Fire & Security Systems Pvt. Ltd. | 1-10-212/2, ST No:6, Ashok Nagar, Hyd-500020, Tel:65152323 Tele/Fax:040-27632323 Cell:09848053546, Email:sridekars@gmail.com
764 | Fire&Safety | ASG/I-3/FS/CO2/198 | CO2 | I-BLOCK 3RD FLOOR | I | 1 |  |  |  | Nitin Fire protection industries ltd. |  | Dekars Fire & Security Systems Pvt. Ltd. | 1-10-212/2, ST No:6, Ashok Nagar, Hyd-500020, Tel:65152323 Tele/Fax:040-27632323 Cell:09848053546, Email:sridekars@gmail.com
765 | Fire&Safety | ASG/I-4/FS/CO2/199 | CO2 | I-BLOCK 4TH FLOOR | I | 1 |  |  |  | Nitin Fire protection industries ltd. |  | Dekars Fire & Security Systems Pvt. Ltd. | 1-10-212/2, ST No:6, Ashok Nagar, Hyd-500020, Tel:65152323 Tele/Fax:040-27632323 Cell:09848053546, Email:sridekars@gmail.com
766 | Fire&Safety | ASG/I-5/FS/CO2/200 | CO2 | I-BLOCK 5TH FLOOR | I | 1 |  |  |  | Nitin Fire protection industries ltd. |  | Dekars Fire & Security Systems Pvt. Ltd. | 1-10-212/2, ST No:6, Ashok Nagar, Hyd-500020, Tel:65152323 Tele/Fax:040-27632323 Cell:09848053546, Email:sridekars@gmail.com
767 | Fire&Safety | ASG/I-6/FS/CO2/201 | CO2 | I-BLOCK 6TH FLOOR | I | 1 |  |  |  | Nitin Fire protection industries ltd. |  | Dekars Fire & Security Systems Pvt. Ltd. | 1-10-212/2, ST No:6, Ashok Nagar, Hyd-500020, Tel:65152323 Tele/Fax:040-27632323 Cell:09848053546, Email:sridekars@gmail.com
768 | Fire&Safety | ASG/I-7/FS/CO2/202 | CO2 | I-BLOCK 7TH FLOOR | I | 1 |  |  |  | Nitin Fire protection industries ltd. |  | Dekars Fire & Security Systems Pvt. Ltd. | 1-10-212/2, ST No:6, Ashok Nagar, Hyd-500020, Tel:65152323 Tele/Fax:040-27632323 Cell:09848053546, Email:sridekars@gmail.com
769 | Fire&Safety | ASG/I-8/FS/CO2/203 | CO2 | I-BLOCK 8TH FLOOR | I | 1 |  |  |  | Nitin Fire protection industries ltd. |  | Dekars Fire & Security Systems Pvt. Ltd. | 1-10-212/2, ST No:6, Ashok Nagar, Hyd-500020, Tel:65152323 Tele/Fax:040-27632323 Cell:09848053546, Email:sridekars@gmail.com
770 | Fire&Safety | ASG/I-9/FS/CO2/204 | CO2 | I-BLOCK 9TH FLOOR | I | 1 |  |  |  | Nitin Fire protection industries ltd. |  | Dekars Fire & Security Systems Pvt. Ltd. | 1-10-212/2, ST No:6, Ashok Nagar, Hyd-500020, Tel:65152323 Tele/Fax:040-27632323 Cell:09848053546, Email:sridekars@gmail.com
771 | Fire&Safety | ASG/I-10/FS/CO2/205 | CO2 | I-BLOCK 10TH FLOOR | I | 1 |  |  |  | Nitin Fire protection industries ltd. |  | Dekars Fire & Security Systems Pvt. Ltd. | 1-10-212/2, ST No:6, Ashok Nagar, Hyd-500020, Tel:65152323 Tele/Fax:040-27632323 Cell:09848053546, Email:sridekars@gmail.com
772 | Fire&Safety | ASG/I-11/FS/CO2/206 | CO2 | I-BLOCK 11TH FLOOR | I | 1 |  |  |  | Nitin Fire protection industries ltd. |  | Dekars Fire & Security Systems Pvt. Ltd. | 1-10-212/2, ST No:6, Ashok Nagar, Hyd-500020, Tel:65152323 Tele/Fax:040-27632323 Cell:09848053546, Email:sridekars@gmail.com
773 | Fire&Safety | ASG/I-12/FS/CO2/207 | CO2 | I-BLOCK 12TH FLOOR | I | 1 |  |  |  | Nitin Fire protection industries ltd. |  | Dekars Fire & Security Systems Pvt. Ltd. | 1-10-212/2, ST No:6, Ashok Nagar, Hyd-500020, Tel:65152323 Tele/Fax:040-27632323 Cell:09848053546, Email:sridekars@gmail.com
774 | Fire&Safety | ASG/I-13/FS/CO2/208 | CO2 | I-BLOCK 13TH FLOOR | I | 1 |  |  |  | Nitin Fire protection industries ltd. |  | Dekars Fire & Security Systems Pvt. Ltd. | 1-10-212/2, ST No:6, Ashok Nagar, Hyd-500020, Tel:65152323 Tele/Fax:040-27632323 Cell:09848053546, Email:sridekars@gmail.com
775 | Fire&Safety | ASG/I-14/FS/CO2/209 | CO2 | I-BLOCK 14TH FLOOR | I | 1 |  |  |  | Nitin Fire protection industries ltd. |  | Dekars Fire & Security Systems Pvt. Ltd. | 1-10-212/2, ST No:6, Ashok Nagar, Hyd-500020, Tel:65152323 Tele/Fax:040-27632323 Cell:09848053546, Email:sridekars@gmail.com
776 | Fire&Safety | ASG/I-15/FS/CO2/210 | CO2 | I-BLOCK 15TH FLOOR | I | 1 |  |  |  | Nitin Fire protection industries ltd. |  | Dekars Fire & Security Systems Pvt. Ltd. | 1-10-212/2, ST No:6, Ashok Nagar, Hyd-500020, Tel:65152323 Tele/Fax:040-27632323 Cell:09848053546, Email:sridekars@gmail.com
777 | Fire&Safety | ASG/I-16/FS/CO2/211 | CO2 | I-BLOCK 16TH FLOOR | I | 1 |  |  |  | Nitin Fire protection industries ltd. |  | Dekars Fire & Security Systems Pvt. Ltd. | 1-10-212/2, ST No:6, Ashok Nagar, Hyd-500020, Tel:65152323 Tele/Fax:040-27632323 Cell:09848053546, Email:sridekars@gmail.com
778 | Fire&Safety | ASG/I-17/FS/CO2/212 | CO2 | I-BLOCK 17TH FLOOR | I | 1 |  |  |  | Nitin Fire protection industries ltd. |  | Dekars Fire & Security Systems Pvt. Ltd. | 1-10-212/2, ST No:6, Ashok Nagar, Hyd-500020, Tel:65152323 Tele/Fax:040-27632323 Cell:09848053546, Email:sridekars@gmail.com
779 | Fire&Safety | ASG/I-18/FS/CO2/213 | CO2 | I-BLOCK 18TH FLOOR | I | 1 |  |  |  | Nitin Fire protection industries ltd. |  | Dekars Fire & Security Systems Pvt. Ltd. | 1-10-212/2, ST No:6, Ashok Nagar, Hyd-500020, Tel:65152323 Tele/Fax:040-27632323 Cell:09848053546, Email:sridekars@gmail.com
780 | Fire&Safety | ASG/I-19/FS/CO2/214 | CO2 | I-BLOCK 19TH FLOOR | I | 1 |  |  |  | Nitin Fire protection industries ltd. |  | Dekars Fire & Security Systems Pvt. Ltd. | 1-10-212/2, ST No:6, Ashok Nagar, Hyd-500020, Tel:65152323 Tele/Fax:040-27632323 Cell:09848053546, Email:sridekars@gmail.com
781 | Fire&Safety | ASG/I-TER/FS/CO2/215 | CO2 | I-BLOCK TERRACE | I | 1 |  |  |  | Nitin Fire protection industries ltd. |  | Dekars Fire & Security Systems Pvt. Ltd. | 1-10-212/2, ST No:6, Ashok Nagar, Hyd-500020, Tel:65152323 Tele/Fax:040-27632323 Cell:09848053546, Email:sridekars@gmail.com
782 | Fire&Safety | ASG/I-TER/FS/CO2/216 | CO2 | I-BLOCK TERRACE | I | 1 |  |  |  | Nitin Fire protection industries ltd. |  | Dekars Fire & Security Systems Pvt. Ltd. | 1-10-212/2, ST No:6, Ashok Nagar, Hyd-500020, Tel:65152323 Tele/Fax:040-27632323 Cell:09848053546, Email:sridekars@gmail.com
783 | Fire&Safety | ASG/TFY-HP/FS/CO2/217 | CO2 | H-block t/f yard podium | H | 1 |  |  |  | Nitin Fire protection industries ltd. | 501,Delta technology street,Hiranandani gardens,Powai,Mumbai-400076, Tel:022-40457000,nitinfire@vsnl.com
784 | Fire&Safety | ASG/TFY-HP/FS/CO2/218 | CO2 | H-block t/f yard podium | H | 1 |  |  |  | Nitin Fire protection industries ltd.
785 | Fire&Safety | ASG/TFY-FP/FS/CO2/219 | CO2 | F-block t/f yard podium | F | 1 |  |  |  | Nitin Fire protection industries ltd.
786 | Fire&Safety | ASG/TFY-FP/FS/CO2/220 | CO2 | F-block t/f yard podium | F | 1 |  |  |  | Nitin Fire protection industries ltd.
787 | [11 empty] | Sujay Fire & Security Technologies | 5-9-286/2/75,PlotNo.75, Rajeevgandhi Nagar, Prashanti , Hyd
788 | Fire&Safety | ASG/B1/A-17/FS/CO2/221 | CO2 | CELLAR A-17TH PILLAR | A | 1 |  |  |  | Nitin Fire protection industries ltd. |  | Sujay Fire & Security Technologies | 5-9-286/2/75,PlotNo.75, Rajeevgandhi Nagar, Prashanti , Hyd
789 | Fire&Safety | ASG/B1/A-15/FS/CO2/222 | CO2 | CELLAR A-15TH PILLAR | A | 1 |  |  |  | Nitin Fire protection industries ltd. |  | Sujay Fire & Security Technologies | 5-9-286/2/75,PlotNo.75, Rajeevgandhi Nagar, Prashanti , Hyd
790 | Fire&Safety | ASG/B1/A-13/FS/CO2/224 | CO2 | CELLAR A-13TH PILLAR | A | 1 |  |  |  | Nitin Fire protection industries ltd. |  | Sujay Fire & Security Technologies | 5-9-286/2/75,PlotNo.75, Rajeevgandhi Nagar, Prashanti , Hyd
791 | Fire&Safety | ASG/B1/A-40/FS/CO2/225 | CO2 | CELLAR A-40TH PILLAR | A | 1 |  |  |  | Nitin Fire protection industries ltd. |  | Sujay Fire & Security Technologies | 5-9-286/2/75,PlotNo.75, Rajeevgandhi Nagar, Prashanti , Hyd
792 | Fire&Safety | ASG/B1/A-39/FS/CO2/226 | CO2 | CELLAR A-39TH PILLAR | A | 1 |  |  |  | Nitin Fire protection industries ltd. |  | Sujay Fire & Security Technologies | 5-9-286/2/75,PlotNo.75, Rajeevgandhi Nagar, Prashanti , Hyd
793 | Fire&Safety | ASG/B1/A-TOILET/FS/CO2/227 | CO2 | CELLAR A-(TOILET)PILLAR | A | 1 |  |  |  | Nitin Fire protection industries ltd. |  | Sujay Fire & Security Technologies | 5-9-286/2/75,PlotNo.75, Rajeevgandhi Nagar, Prashanti , Hyd
794 | Fire&Safety | ASG/B1/A-37/FS/CO2/228 | CO2 | CELLAR A-37TH PILLAR | A | 1 |  |  |  | Nitin Fire protection industries ltd. |  | Sujay Fire & Security Technologies | 5-9-286/2/75,PlotNo.75, Rajeevgandhi Nagar, Prashanti , Hyd
795 | Fire&Safety | ASG/B1/A-36/FS/CO2/229 | CO2 | CELLAR A-36TH PILLAR | A | 1 |  |  |  | Nitin Fire protection industries ltd. |  | Sujay Fire & Security Technologies | 5-9-286/2/75,PlotNo.75, Rajeevgandhi Nagar, Prashanti , Hyd
796 | Fire&Safety | ASG/B1/A-10/FS/CO2/230 | CO2 | CELLAR A-10TH PILLAR | A | 1 |  |  |  | Nitin Fire protection industries ltd. |  | Sujay Fire & Security Technologies | 5-9-286/2/75,PlotNo.75, Rajeevgandhi Nagar, Prashanti , Hyd
797 | Fire&Safety | ASG/B1/A-TOILET/FS/CO2/231 | CO2 | CELLAR A-(LTOILET)PILLAR | A | 1 |  |  |  | Nitin Fire protection industries ltd. |  | Sujay Fire & Security Technologies | 5-9-286/2/75,PlotNo.75, Rajeevgandhi Nagar, Prashanti , Hyd
798 | Fire&Safety | ASG/B1/A-34/FS/CO2/232 | CO2 | CELLAR A-34TH PILLAR | A | 1 |  |  |  | Nitin Fire protection industries ltd. |  | Sujay Fire & Security Technologies | 5-9-286/2/75,PlotNo.75, Rajeevgandhi Nagar, Prashanti , Hyd
799 | Fire&Safety | ASG/B1/A-06/FS/CO2/233 | CO2 | CELLAR A-06TH PILLAR | A | 1 |  |  |  | Nitin Fire protection industries ltd. |  | Sujay Fire & Security Technologies | 5-9-286/2/75,PlotNo.75, Rajeevgandhi Nagar, Prashanti , Hyd
800 | Fire&Safety | ASG/B1/A-04/FS/CO2/234 | CO2 | CELLAR A-04TH PILLAR | A | 1 |  |  |  | Nitin Fire protection industries ltd. |  | Sujay Fire & Security Technologies | 5-9-286/2/75,PlotNo.75, Rajeevgandhi Nagar, Prashanti , Hyd
801 | Fire&Safety | ASG/B1/A-30/FS/CO2/235 | CO2 | CELLAR A-30TH PILLAR | A | 1 |  |  |  | Nitin Fire protection industries ltd. |  | Sujay Fire & Security Technologies | 5-9-286/2/75,PlotNo.75, Rajeevgandhi Nagar, Prashanti , Hyd
802 | Fire&Safety | ASG/B1/A-01/FS/CO2/236 | CO2 | CELLAR A-01TH PILLAR | A | 1 |  |  |  | Nitin Fire protection industries ltd. |  | Sujay Fire & Security Technologies | 5-9-286/2/75,PlotNo.75, Rajeevgandhi Nagar, Prashanti , Hyd
803 | Fire&Safety | ASG/B1/A-26/FS/CO2/237 | CO2 | CELLAR A-26TH PILLAR | A | 1 |  |  |  | Nitin Fire protection industries ltd. |  | Sujay Fire & Security Technologies | 5-9-286/2/75,PlotNo.75, Rajeevgandhi Nagar, Prashanti , Hyd
804 | Fire&Safety | ASG/B1/A-ELEPNL/FS/CO2/238 | CO2 | CELLAR A-(ELE-ROOM)PILLAR | A | 1 |  |  |  | Nitin Fire protection industries ltd. |  | Sujay Fire & Security Technologies | 5-9-286/2/75,PlotNo.75, Rajeevgandhi Nagar, Prashanti , Hyd
805 | Fire&Safety | ASG/B1/A-22/FS/CO2/239 | CO2 | CELLAR A-22ND PILLAR | A | 1 |  |  |  | Nitin Fire protection industries ltd. |  | Sujay Fire & Security Technologies | 5-9-286/2/75,PlotNo.75, Rajeevgandhi Nagar, Prashanti , Hyd
806 | Fire&Safety | ASG/B1/A-89/FS/CO2/240 | CO2 | CELLAR A-89 PILLER | A | 1 |  |  |  | Nitin Fire protection industries ltd. |  | Sujay Fire & Security Technologies | 5-9-286/2/75,PlotNo.75, Rajeevgandhi Nagar, Prashanti , Hyd
807 | Fire&Safety | ASG/B1/A-20/FS/CO2/241 | CO2 | CELLAR A-20H PILLAR | A | 1 |  |  |  | Nitin Fire protection industries ltd. | 501,Delta technology street,Hiranandani gardens,Powai,Mumbai-400076, Tel:022-40457000,nitinfire@vsnl.com | Sujay Fire & Security Technologies | 5-9-286/2/75,PlotNo.75, Rajeevgandhi Nagar, Prashanti , Hyd
808 | Fire&Safety | ASG/B1/A-LIFT/FS/CO2/242 | CO2 | CELLAR A-LIFT | A | 1 |  |  |  | Nitin Fire protection industries ltd. |  | Sujay Fire & Security Technologies | 5-9-286/2/75,PlotNo.75, Rajeevgandhi Nagar, Prashanti , Hyd
809 | Fire&Safety | ASG/B1/B-33/FS/CO2/243 | CO2 | CELLAR B-33TH PILLAR | B | 1 |  |  |  | Nitin Fire protection industries ltd. |  | Sujay Fire & Security Technologies | 5-9-286/2/75,PlotNo.75, Rajeevgandhi Nagar, Prashanti , Hyd
810 | Fire&Safety | ASG/B1/B-12/FS/CO2/244 | CO2 | CELLAR B-12TH PILLAR | B | 1 |  |  |  | Nitin Fire protection industries ltd. |  | Sujay Fire & Security Technologies | 5-9-286/2/75,PlotNo.75, Rajeevgandhi Nagar, Prashanti , Hyd
811 | Fire&Safety | ASG/B1/B-31/FS/CO2/245 | CO2 | CELLAR B-31ST PILLAR | B | 1 |  |  |  | Nitin Fire protection industries ltd. |  | Sujay Fire & Security Technologies | 5-9-286/2/75,PlotNo.75, Rajeevgandhi Nagar, Prashanti , Hyd
812 | Fire&Safety | ASG/B1/B-40/FS/CO2/246 | CO2 | CELLAR B-40TH PILLAR | B | 1 |  |  |  | Nitin Fire protection industries ltd. |  | Sujay Fire & Security Technologies | 5-9-286/2/75,PlotNo.75, Rajeevgandhi Nagar, Prashanti , Hyd
813 | Fire&Safety | ASG/B1/B-39/FS/CO2/247 | CO2 | CELLAR B-39TH PILLAR | B | 1 |  |  |  | Nitin Fire protection industries ltd. |  | Sujay Fire & Security Technologies | 5-9-286/2/75,PlotNo.75, Rajeevgandhi Nagar, Prashanti , Hyd
814 | Fire&Safety | ASG/B1/B-37/FS/CO2/248 | CO2 | CELLAR B-37TH PILLAR | B | 1 |  |  |  | Nitin Fire protection industries ltd. |  | Sujay Fire & Security Technologies | 5-9-286/2/75,PlotNo.75, Rajeevgandhi Nagar, Prashanti , Hyd
815 | Fire&Safety | ASG/B1/B-37/FS/CO2/249 | CO2 | CELLAR B-37TH PILLAR | B | 1 |  |  |  | Nitin Fire protection industries ltd. |  | Sujay Fire & Security Technologies | 5-9-286/2/75,PlotNo.75, Rajeevgandhi Nagar, Prashanti , Hyd
816 | Fire&Safety | ASG/B1/B-46/FS/CO2/250 | CO2 | CELLAR B-46TH PILLAR | B | 1 |  |  |  | Nitin Fire protection industries ltd. |  | Sujay Fire & Security Technologies | 5-9-286/2/75,PlotNo.75, Rajeevgandhi Nagar, Prashanti , Hyd
817 | Fire&Safety | ASG/B1/B-26/FS/CO2/251 | CO2 | CELLAR B-26TH PILLAR | B | 1 |  |  |  | Nitin Fire protection industries ltd. |  | Sujay Fire & Security Technologies | 5-9-286/2/75,PlotNo.75, Rajeevgandhi Nagar, Prashanti , Hyd
818 | Fire&Safety | ASG/B1/B-51/FS/CO2/252 | CO2 | CELLAR B-51ST PILLAR | B | 1 |  |  |  | Nitin Fire protection industries ltd. |  | Sujay Fire & Security Technologies | 5-9-286/2/75,PlotNo.75, Rajeevgandhi Nagar, Prashanti , Hyd
819 | Fire&Safety | ASG/B1/B-023/FS/CO2/253 | CO2 | CELLAR B-23RD PILLAR | B | 1 |  |  |  | Nitin Fire protection industries ltd. |  | Sujay Fire & Security Technologies | 5-9-286/2/75,PlotNo.75, Rajeevgandhi Nagar, Prashanti , Hyd
820 | Fire&Safety | ASG/B1/B-02/FS/CO2/254 | CO2 | CELLAR B-02ND PILLAR | B | 1 |  |  |  | Nitin Fire protection industries ltd. |  | Sujay Fire & Security Technologies | 5-9-286/2/75,PlotNo.75, Rajeevgandhi Nagar, Prashanti , Hyd
821 | Fire&Safety | ASG/B1/B-35/FS/CO2/255 | CO2 | CELLAR B-35TH PILLAR | B | 1 |  |  |  | Nitin Fire protection industries ltd. |  | Sujay Fire & Security Technologies | 5-9-286/2/75,PlotNo.75, Rajeevgandhi Nagar, Prashanti , Hyd
822 | Fire&Safety | ASG/B1/C-16/FS/CO2/256 | CO2 | CELLAR C-16TH PILLAR | C | 1 |  |  |  | Nitin Fire protection industries ltd. |  | Sujay Fire & Security Technologies | 5-9-286/2/75,PlotNo.75, Rajeevgandhi Nagar, Prashanti , Hyd
823 | Fire&Safety | ASG/B1/C-46/FS/CO2/257 | CO2 | CELLAR C-46TH PILLAR | C | 1 |  |  |  | Nitin Fire protection industries ltd. |  | Sujay Fire & Security Technologies | 5-9-286/2/75,PlotNo.75, Rajeevgandhi Nagar, Prashanti , Hyd
824 | Fire&Safety | ASG/B1/C-41/FS/CO2/258 | CO2 | CELLAR C-41ST PILLAR | C | 1 |  |  |  | Nitin Fire protection industries ltd. |  | Sujay Fire & Security Technologies | 5-9-286/2/75,PlotNo.75, Rajeevgandhi Nagar, Prashanti , Hyd
825 | Fire&Safety | ASG/B1/C-39/FS/CO2/259 | CO2 | CELLAR C-39TH PILLAR | C | 1 |  |  |  | Nitin Fire protection industries ltd. |  | Sujay Fire & Security Technologies | 5-9-286/2/75,PlotNo.75, Rajeevgandhi Nagar, Prashanti , Hyd
826 | Fire&Safety | ASG/B1/C-12/FS/CO2/260 | CO2 | CELLAR C-12TH PILLAR | C | 1 |  |  |  | Nitin Fire protection industries ltd. |  | Sujay Fire & Security Technologies | 5-9-286/2/75,PlotNo.75, Rajeevgandhi Nagar, Prashanti , Hyd
827 | Fire&Safety | ASG/B1/C-37/FS/CO2/261 | CO2 | CELLAR C-37TH PILLAR | C | 1 |  |  |  | Nitin Fire protection industries ltd. |  | Sujay Fire & Security Technologies | 5-9-286/2/75,PlotNo.75, Rajeevgandhi Nagar, Prashanti , Hyd
828 | Fire&Safety | ASG/B1/C-38/FS/CO2/263 | CO2 | CELLAR C-38TH PILLAR | C | 1 |  |  |  | Nitin Fire protection industries ltd. |  | Sujay Fire & Security Technologies | 5-9-286/2/75,PlotNo.75, Rajeevgandhi Nagar, Prashanti , Hyd
829 | Fire&Safety | ASG/B1/C-33/FS/CO2/264 | CO2 | CELLAR C-33TH PILLAR | C | 1 |  |  |  | Nitin Fire protection industries ltd. |  | Sujay Fire & Security Technologies | 5-9-286/2/75,PlotNo.75, Rajeevgandhi Nagar, Prashanti , Hyd
830 | Fire&Safety | ASG/B1/C-31/FS/CO2/265 | CO2 | CELLAR C-31ST PILLAR | C | 1 |  |  |  | Nitin Fire protection industries ltd. | 501,Delta technology street,Hiranandani gardens,Powai,Mumbai-400076, Tel:022-40457000,nitinfire@vsnl.com | Sujay Fire & Security Technologies | 5-9-286/2/75,PlotNo.75, Rajeevgandhi Nagar, Prashanti , Hyd
831 | Fire&Safety | ASG/B1/C-30/FS/CO2/270 | CO2 | CELLAR C-30TH PILLAR | C | 1 |  |  |  | Nitin Fire protection industries ltd. |  | Sujay Fire & Security Technologies | 5-9-286/2/75,PlotNo.75, Rajeevgandhi Nagar, Prashanti , Hyd
832 | Fire&Safety | ASG/B1/C-28/FS/CO2/271 | CO2 | CELLAR C-28TH PILLAR | C | 1 |  |  |  | Nitin Fire protection industries ltd. |  | Sujay Fire & Security Technologies | 5-9-286/2/75,PlotNo.75, Rajeevgandhi Nagar, Prashanti , Hyd
833 | Fire&Safety | ASG/B1/C-24/FS/CO2/272 | CO2 | CELLAR C-24TH PILLAR | C | 1 |  |  |  | Nitin Fire protection industries ltd. |  | Sujay Fire & Security Technologies | 5-9-286/2/75,PlotNo.75, Rajeevgandhi Nagar, Prashanti , Hyd
834 | Fire&Safety | ASG/B1/D-39/FS/CO2/273 | CO2 | CELLAR D-39TH PILLAR | D | 1 |  |  |  | Nitin Fire protection industries ltd. |  | Sujay Fire & Security Technologies | 5-9-286/2/75,PlotNo.75, Rajeevgandhi Nagar, Prashanti , Hyd
835 | Fire&Safety | ASG/B1/D-41/FS/CO2/274 | CO2 | CELLAR D-41ST PILLAR | D | 1 |  |  |  | Nitin Fire protection industries ltd. |  | Sujay Fire & Security Technologies | 5-9-286/2/75,PlotNo.75, Rajeevgandhi Nagar, Prashanti , Hyd
836 | Fire&Safety | ASG/B1/D-42/FS/CO2/275 | CO2 | CELLAR D-42TH PILLAR | D | 1 |  |  |  | Nitin Fire protection industries ltd. |  | Sujay Fire & Security Technologies | 5-9-286/2/75,PlotNo.75, Rajeevgandhi Nagar, Prashanti , Hyd
837 | Fire&Safety | ASG/B1/D-17/FS/CO2/276 | CO2 | CELLAR D17TH PILLAR | D | 1 |  |  |  | Nitin Fire protection industries ltd. |  | Sujay Fire & Security Technologies | 5-9-286/2/75,PlotNo.75, Rajeevgandhi Nagar, Prashanti , Hyd
838 | Fire&Safety | ASG/B1/D-45/FS/CO2/277 | CO2 | CELLAR D-45TH PILLAR | D | 1 |  |  |  | Nitin Fire protection industries ltd. |  | Sujay Fire & Security Technologies | 5-9-286/2/75,PlotNo.75, Rajeevgandhi Nagar, Prashanti , Hyd
839 | Fire&Safety | ASG/B1/D-47/FS/CO2/278 | CO2 | CELLAR D-47TH PILLAR | D | 1 |  |  |  | Nitin Fire protection industries ltd. |  | Sujay Fire & Security Technologies | 5-9-286/2/75,PlotNo.75, Rajeevgandhi Nagar, Prashanti , Hyd
840 | Fire&Safety | ASG/B1/D-22/FS/CO2/279 | CO2 | CELLAR D-22TH PILLAR | D | 1 |  |  |  | Nitin Fire protection industries ltd. |  | Sujay Fire & Security Technologies | 5-9-286/2/75,PlotNo.75, Rajeevgandhi Nagar, Prashanti , Hyd
841 | Fire&Safety | ASG/B1/D-24/FS/CO2/280 | CO2 | CELLAR D-24TH PILLAR | D | 1 |  |  |  | Nitin Fire protection industries ltd. |  | Sujay Fire & Security Technologies | 5-9-286/2/75,PlotNo.75, Rajeevgandhi Nagar, Prashanti , Hyd
842 | Fire&Safety | ASG/B1/D-27/FS/CO2/281 | CO2 | CELLAR D-27TH PILLAR | D | 1 |  |  |  | Nitin Fire protection industries ltd. |  | Sujay Fire & Security Technologies | 5-9-286/2/75,PlotNo.75, Rajeevgandhi Nagar, Prashanti , Hyd
843 | Fire&Safety | ASG/B1/D-30/FS/CO2/282 | CO2 | CELLAR D-30TH PILLAR | D | 1 |  |  |  | Nitin Fire protection industries ltd. |  | Sujay Fire & Security Technologies | 5-9-286/2/75,PlotNo.75, Rajeevgandhi Nagar, Prashanti , Hyd
844 | Fire&Safety | ASG/B1/D-08/FS/CO2/283 | CO2 | CELLAR D-08TH PILLAR | D | 1 |  |  |  | Nitin Fire protection industries ltd. |  | Sujay Fire & Security Technologies | 5-9-286/2/75,PlotNo.75, Rajeevgandhi Nagar, Prashanti , Hyd
845 | Fire&Safety | ASG/B1/D-34/FS/CO2/284 | CO2 | CELLAR D-34TH PILLAR | D | 1 |  |  |  | Nitin Fire protection industries ltd. |  | Sujay Fire & Security Technologies | 5-9-286/2/75,PlotNo.75, Rajeevgandhi Nagar, Prashanti , Hyd
846 | Fire&Safety | ASG/B1/D-12/FS/CO2/285 | CO2 | CELLAR D-12TH PILLAR | D | 1 |  |  |  | Nitin Fire protection industries ltd. |  | Sujay Fire & Security Technologies | 5-9-286/2/75,PlotNo.75, Rajeevgandhi Nagar, Prashanti , Hyd
847 | Fire&Safety | ASG/B1/D-36/FS/CO2/286 | CO2 | CELLAR D-36TH PILLAR | D | 1 |  |  |  | Nitin Fire protection industries ltd. |  | Sujay Fire & Security Technologies | 5-9-286/2/75,PlotNo.75, Rajeevgandhi Nagar, Prashanti , Hyd
848 | Fire&Safety | ASG/B1/E-02/FS/CO2/287 | CO2 | CELLAR E-02ND PILLAR | E | 1 |  |  |  | Nitin Fire protection industries ltd. |  | Dekars Fire & Security Systems Pvt. Ltd. | 1-10-212/2, ST No:6, Ashok Nagar, Hyd-500020, Tel:65152323 Tele/Fax:040-27632323 Cell:09848053546, Email:sridekars@gmail.com
849 | Fire&Safety | ASG/B1/E-24/FS/CO2/288 | CO2 | CELLAR E-24TH PILLAR | E | 1 |  |  |  | Nitin Fire protection industries ltd. |  | Dekars Fire & Security Systems Pvt. Ltd. | 1-10-212/2, ST No:6, Ashok Nagar, Hyd-500020, Tel:65152323 Tele/Fax:040-27632323 Cell:09848053546, Email:sridekars@gmail.com
850 | Fire&Safety | ASG/B1/E-20/FS/CO2/289 | CO2 | CELLAR E-20TH PILLAR | E | 1 |  |  |  | Nitin Fire protection industries ltd. | 501,Delta technology street,Hiranandani gardens,Powai,Mumbai-400076, Tel:022-40457000,nitinfire@vsnl.com | Dekars Fire & Security Systems Pvt. Ltd. | 1-10-212/2, ST No:6, Ashok Nagar, Hyd-500020, Tel:65152323 Tele/Fax:040-27632323 Cell:09848053546, Email:sridekars@gmail.com
851 | Fire&Safety | ASG/B1/E-16/FS/CO2/290 | CO2 | CELLAR E-16TH PILLAR | E | 1 |  |  |  | Nitin Fire protection industries ltd. |  | Dekars Fire & Security Systems Pvt. Ltd. | 1-10-212/2, ST No:6, Ashok Nagar, Hyd-500020, Tel:65152323 Tele/Fax:040-27632323 Cell:09848053546, Email:sridekars@gmail.com
852 | Fire&Safety | ASG/B1/E-12/FS/CO2/291 | CO2 | CELLAR E-12TH PILLAR | E | 1 |  |  |  | Nitin Fire protection industries ltd. |  | Dekars Fire & Security Systems Pvt. Ltd. | 1-10-212/2, ST No:6, Ashok Nagar, Hyd-500020, Tel:65152323 Tele/Fax:040-27632323 Cell:09848053546, Email:sridekars@gmail.com
853 | Fire&Safety | ASG/B1/E-27/FS/CO2/292 | CO2 | CELLAR E-27TH PILLAR | E | 1 |  |  |  | Nitin Fire protection industries ltd. |  | Dekars Fire & Security Systems Pvt. Ltd. | 1-10-212/2, ST No:6, Ashok Nagar, Hyd-500020, Tel:65152323 Tele/Fax:040-27632323 Cell:09848053546, Email:sridekars@gmail.com
854 | Fire&Safety | ASG/B1/E-06/FS/CO2/293 | CO2 | CELLAR E-06TH PILLAR | E | 1 |  |  |  | Nitin Fire protection industries ltd. |  | Dekars Fire & Security Systems Pvt. Ltd. | 1-10-212/2, ST No:6, Ashok Nagar, Hyd-500020, Tel:65152323 Tele/Fax:040-27632323 Cell:09848053546, Email:sridekars@gmail.com
855 | Fire&Safety | ASG/B1/F-55/FS/CO2/294 | CO2 | CELLAR F-55TH PILLAR | F | 1 |  |  |  | Nitin Fire protection industries ltd. |  | Dekars Fire & Security Systems Pvt. Ltd. | 1-10-212/2, ST No:6, Ashok Nagar, Hyd-500020, Tel:65152323 Tele/Fax:040-27632323 Cell:09848053546, Email:sridekars@gmail.com
856 | Fire&Safety | ASG/B1/F-LIFT/FS/CO2/295 | CO2 | CELLAR F-LIFT PILLAR | F | 1 |  |  |  | Nitin Fire protection industries ltd. |  | Dekars Fire & Security Systems Pvt. Ltd. | 1-10-212/2, ST No:6, Ashok Nagar, Hyd-500020, Tel:65152323 Tele/Fax:040-27632323 Cell:09848053546, Email:sridekars@gmail.com
857 | Fire&Safety | ASG/B1/F-38/FS/CO2/296 | CO2 | CELLAR F-38TH PILLAR | F | 1 |  |  |  | Nitin Fire protection industries ltd. |  | Dekars Fire & Security Systems Pvt. Ltd. | 1-10-212/2, ST No:6, Ashok Nagar, Hyd-500020, Tel:65152323 Tele/Fax:040-27632323 Cell:09848053546, Email:sridekars@gmail.com
858 | Fire&Safety | ASG/B1/F-41/FS/CO2/297 | CO2 | CELLAR F-41ST PILLAR | F | 1 |  |  |  | Nitin Fire protection industries ltd. |  | Dekars Fire & Security Systems Pvt. Ltd. | 1-10-212/2, ST No:6, Ashok Nagar, Hyd-500020, Tel:65152323 Tele/Fax:040-27632323 Cell:09848053546, Email:sridekars@gmail.com
859 | Fire&Safety | ASG/B1/F-46/FS/CO2/298 | CO2 | CELLAR F-46TH PILLAR | F | 1 |  |  |  | Nitin Fire protection industries ltd. |  | Dekars Fire & Security Systems Pvt. Ltd. | 1-10-212/2, ST No:6, Ashok Nagar, Hyd-500020, Tel:65152323 Tele/Fax:040-27632323 Cell:09848053546, Email:sridekars@gmail.com
860 | Fire&Safety | ASG/B1/F-44/FS/CO2/299 | CO2 | CELLAR F-44TH PILLAR | F | 1 |  |  |  | Nitin Fire protection industries ltd. |  | Dekars Fire & Security Systems Pvt. Ltd. | 1-10-212/2, ST No:6, Ashok Nagar, Hyd-500020, Tel:65152323 Tele/Fax:040-27632323 Cell:09848053546, Email:sridekars@gmail.com
861 | Fire&Safety | ASG/B1/F-32/FS/CO2/300 | CO2 | CELLAR F-32TH PILLAR | F | 1 |  |  |  | Nitin Fire protection industries ltd. |  | Dekars Fire & Security Systems Pvt. Ltd. | 1-10-212/2, ST No:6, Ashok Nagar, Hyd-500020, Tel:65152323 Tele/Fax:040-27632323 Cell:09848053546, Email:sridekars@gmail.com
862 | Fire&Safety | ASG/B1/G-28/FS/CO2/301 | CO2 | CELLAR G-28TH PILLAR | G | 1 |  |  |  | Nitin Fire protection industries ltd. |  | Dekars Fire & Security Systems Pvt. Ltd. | 1-10-212/2, ST No:6, Ashok Nagar, Hyd-500020, Tel:65152323 Tele/Fax:040-27632323 Cell:09848053546, Email:sridekars@gmail.com
863 | Fire&Safety | ASG/B1/G-02/FS/CO2/302 | CO2 | CELLAR G-02ND PILLAR | G | 1 |  |  |  | Nitin Fire protection industries ltd. |  | Dekars Fire & Security Systems Pvt. Ltd. | 1-10-212/2, ST No:6, Ashok Nagar, Hyd-500020, Tel:65152323 Tele/Fax:040-27632323 Cell:09848053546, Email:sridekars@gmail.com
864 | Fire&Safety | ASG/B1/G-06/FS/CO2/303 | CO2 | CELLAR G-06TH PILLAR | G | 1 |  |  |  | Nitin Fire protection industries ltd. |  | Dekars Fire & Security Systems Pvt. Ltd. | 1-10-212/2, ST No:6, Ashok Nagar, Hyd-500020, Tel:65152323 Tele/Fax:040-27632323 Cell:09848053546, Email:sridekars@gmail.com
865 | Fire&Safety | ASG/B1/G-13/FS/CO2/304 | CO2 | CELLAR G-13TH PILLAR | G | 1 |  |  |  | Nitin Fire protection industries ltd. |  | Dekars Fire & Security Systems Pvt. Ltd. | 1-10-212/2, ST No:6, Ashok Nagar, Hyd-500020, Tel:65152323 Tele/Fax:040-27632323 Cell:09848053546, Email:sridekars@gmail.com
866 | Fire&Safety | ASG/B1/G-10/FS/CO2/305 | CO2 | CELLAR G-10TH PILLAR | G | 1 |  |  |  | Nitin Fire protection industries ltd. |  | Dekars Fire & Security Systems Pvt. Ltd. | 1-10-212/2, ST No:6, Ashok Nagar, Hyd-500020, Tel:65152323 Tele/Fax:040-27632323 Cell:09848053546, Email:sridekars@gmail.com
867 | Fire&Safety | ASG/B1/G-16/FS/CO2/306 | CO2 | CELLAR G-16TH PILLAR | G | 1 |  |  |  | Nitin Fire protection industries ltd. |  | Dekars Fire & Security Systems Pvt. Ltd. | 1-10-212/2, ST No:6, Ashok Nagar, Hyd-500020, Tel:65152323 Tele/Fax:040-27632323 Cell:09848053546, Email:sridekars@gmail.com
868 | Fire&Safety | ASG/B1/G-15/FS/CO2/307 | CO2 | CELLAR G-15TH PILLAR | G | 1 |  |  |  | Nitin Fire protection industries ltd. |  | Dekars Fire & Security Systems Pvt. Ltd. | 1-10-212/2, ST No:6, Ashok Nagar, Hyd-500020, Tel:65152323 Tele/Fax:040-27632323 Cell:09848053546, Email:sridekars@gmail.com
869 | Fire&Safety | ASG/B1/G-319/FS/CO2/308 | CO2 | CELLAR G-19TH PILLAR | G | 1 |  |  |  | Nitin Fire protection industries ltd. |  | Dekars Fire & Security Systems Pvt. Ltd. | 1-10-212/2, ST No:6, Ashok Nagar, Hyd-500020, Tel:65152323 Tele/Fax:040-27632323 Cell:09848053546, Email:sridekars@gmail.com
870 | Fire&Safety | ASG/B1/G-34/FS/CO2/309 | CO2 | CELLAR G-34TH PILLAR | G | 1 |  |  |  | Nitin Fire protection industries ltd. |  | Dekars Fire & Security Systems Pvt. Ltd. | 1-10-212/2, ST No:6, Ashok Nagar, Hyd-500020, Tel:65152323 Tele/Fax:040-27632323 Cell:09848053546, Email:sridekars@gmail.com
871 | Fire&Safety | ASG/B1/G-LIFT/FS/CO2/310 | CO2 | CELLAR G-LIFT | G | 1 |  |  |  | Nitin Fire protection industries ltd. |  | Dekars Fire & Security Systems Pvt. Ltd. | 1-10-212/2, ST No:6, Ashok Nagar, Hyd-500020, Tel:65152323 Tele/Fax:040-27632323 Cell:09848053546, Email:sridekars@gmail.com
872 | Fire&Safety | ASG/B1/H-13/FS/CO2/311 | CO2 | CELLAR H-13TH PILLAR | H | 1 |  |  |  | Nitin Fire protection industries ltd. |  | Dekars Fire & Security Systems Pvt. Ltd. | 1-10-212/2, ST No:6, Ashok Nagar, Hyd-500020, Tel:65152323 Tele/Fax:040-27632323 Cell:09848053546, Email:sridekars@gmail.com
873 | Fire&Safety | ASG/B1/H-ELE/FS/CO2/312 | CO2 | CELLAR H-ELE ROOM PILLAR | H | 1 |  |  |  | Nitin Fire protection industries ltd. |  | Dekars Fire & Security Systems Pvt. Ltd. | 1-10-212/2, ST No:6, Ashok Nagar, Hyd-500020, Tel:65152323 Tele/Fax:040-27632323 Cell:09848053546, Email:sridekars@gmail.com
874 | Fire&Safety | ASG/B1/H-07/FS/CO2/313 | CO2 | CELLAR H-07TH PILLAR | H | 1 |  |  |  | Nitin Fire protection industries ltd. | 501,Delta technology street,Hiranandani gardens,Powai,Mumbai-400076, Tel:022-40457000,nitinfire@vsnl.com | Dekars Fire & Security Systems Pvt. Ltd. | 1-10-212/2, ST No:6, Ashok Nagar, Hyd-500020, Tel:65152323 Tele/Fax:040-27632323 Cell:09848053546, Email:sridekars@gmail.com
875 | Fire&Safety | ASG/B1/H-26/FS/CO2/314 | CO2 | CELLAR H-26TH PILLAR | H | 1 |  |  |  | Nitin Fire protection industries ltd. |  | Dekars Fire & Security Systems Pvt. Ltd. | 1-10-212/2, ST No:6, Ashok Nagar, Hyd-500020, Tel:65152323 Tele/Fax:040-27632323 Cell:09848053546, Email:sridekars@gmail.com
876 | Fire&Safety | ASG/B1/H-21/FS/CO2/315 | CO2 | CELLAR H-21ST PILLAR | H | 1 |  |  |  | Nitin Fire protection industries ltd. |  | Dekars Fire & Security Systems Pvt. Ltd. | 1-10-212/2, ST No:6, Ashok Nagar, Hyd-500020, Tel:65152323 Tele/Fax:040-27632323 Cell:09848053546, Email:sridekars@gmail.com
877 | Fire&Safety | ASG/B1/H-17/FS/CO2/316 | CO2 | CELLAR H-17TH PILLAR | H | 1 |  |  |  | Nitin Fire protection industries ltd. |  | Dekars Fire & Security Systems Pvt. Ltd. | 1-10-212/2, ST No:6, Ashok Nagar, Hyd-500020, Tel:65152323 Tele/Fax:040-27632323 Cell:09848053546, Email:sridekars@gmail.com
878 | Fire&Safety | ASG/B1/I-17/FS/CO2/317 | CO2 | CELLAR I-17TH PILLAR | I | 1 |  |  |  | Nitin Fire protection industries ltd. |  | Dekars Fire & Security Systems Pvt. Ltd. | 1-10-212/2, ST No:6, Ashok Nagar, Hyd-500020, Tel:65152323 Tele/Fax:040-27632323 Cell:09848053546, Email:sridekars@gmail.com
879 | Fire&Safety | ASG/B1/I-34/FS/CO2/318 | CO2 | CELLAR I-34TH PILLAR | I | 1 |  |  |  | Nitin Fire protection industries ltd. |  | Dekars Fire & Security Systems Pvt. Ltd. | 1-10-212/2, ST No:6, Ashok Nagar, Hyd-500020, Tel:65152323 Tele/Fax:040-27632323 Cell:09848053546, Email:sridekars@gmail.com
880 | Fire&Safety | ASG/B1/I-32/FS/CO2/319 | CO2 | CELLAR I-32TH PILLAR | I | 1 |  |  |  | Nitin Fire protection industries ltd. |  | Dekars Fire & Security Systems Pvt. Ltd. | 1-10-212/2, ST No:6, Ashok Nagar, Hyd-500020, Tel:65152323 Tele/Fax:040-27632323 Cell:09848053546, Email:sridekars@gmail.com
881 | Fire&Safety | ASG/B1/I-30/FS/CO2/320 | CO2 | CELLAR I-30TH PILLAR | I | 1 |  |  |  | Nitin Fire protection industries ltd. |  | Dekars Fire & Security Systems Pvt. Ltd. | 1-10-212/2, ST No:6, Ashok Nagar, Hyd-500020, Tel:65152323 Tele/Fax:040-27632323 Cell:09848053546, Email:sridekars@gmail.com
882 | Fire&Safety | ASG/B1/I-06/FS/CO2/321 | CO2 | CELLAR I-06TH PILLAR | I | 1 |  |  |  | Nitin Fire protection industries ltd. |  | Dekars Fire & Security Systems Pvt. Ltd. | 1-10-212/2, ST No:6, Ashok Nagar, Hyd-500020, Tel:65152323 Tele/Fax:040-27632323 Cell:09848053546, Email:sridekars@gmail.com
883 | Fire&Safety | ASG/B1/I-01/FS/CO2/322 | CO2 | CELLAR I-01TH PILLAR | I | 1 |  |  |  | Nitin Fire protection industries ltd. |  | Dekars Fire & Security Systems Pvt. Ltd. | 1-10-212/2, ST No:6, Ashok Nagar, Hyd-500020, Tel:65152323 Tele/Fax:040-27632323 Cell:09848053546, Email:sridekars@gmail.com
884 | Fire&Safety | ASG/B1/I-21/FS/CO2/323 | CO2 | CELLAR I-21TH PILLAR | I | 1 |  |  |  | Nitin Fire protection industries ltd. |  | Dekars Fire & Security Systems Pvt. Ltd. | 1-10-212/2, ST No:6, Ashok Nagar, Hyd-500020, Tel:65152323 Tele/Fax:040-27632323 Cell:09848053546, Email:sridekars@gmail.com
885 | Fire&Safety | ASG/B2/A-LIFT/FS/CO2/324 | CO2 | SUB CELLAR A-LIFT | A | 1 |  |  |  | Nitin Fire protection industries ltd. |  | Sujay Fire & Security Technologies | 5-9-286/2/75,PlotNo.75, Rajeevgandhi Nagar, Prashanti , Hyd
886 | Fire&Safety | ASG/B2/A-57/FS/CO2/325 | CO2 | SUB CELLAR A-57TH PILLAR | A | 1 |  |  |  | Nitin Fire protection industries ltd. |  | Sujay Fire & Security Technologies | 5-9-286/2/75,PlotNo.75, Rajeevgandhi Nagar, Prashanti , Hyd
887 | Fire&Safety | ASG/B2/A-56/FS/CO2/326 | CO2 | SUB CELLAR A-56TH PILLAR | A | 1 |  |  |  | Nitin Fire protection industries ltd. |  | Sujay Fire & Security Technologies | 5-9-286/2/75,PlotNo.75, Rajeevgandhi Nagar, Prashanti , Hyd
888 | Fire&Safety | ASG/B2/A-54/FS/CO2/327 | CO2 | SUB CELLAR A-54TH PILLAR | A | 1 |  |  |  | Nitin Fire protection industries ltd. |  | Sujay Fire & Security Technologies | 5-9-286/2/75,PlotNo.75, Rajeevgandhi Nagar, Prashanti , Hyd
889 | Fire&Safety | ASG/B2/A-58/FS/CO2/328 | CO2 | SUB CELLAR A-58TH PILLAR | A | 1 |  |  |  | Nitin Fire protection industries ltd. |  | Sujay Fire & Security Technologies | 5-9-286/2/75,PlotNo.75, Rajeevgandhi Nagar, Prashanti , Hyd
890 | Fire&Safety | ASG/B2/A-78/FS/CO2/329 | CO2 | SUB CELLAR A-78TH PILLAR | A | 1 |  |  |  | Nitin Fire protection industries ltd. |  | Sujay Fire & Security Technologies | 5-9-286/2/75,PlotNo.75, Rajeevgandhi Nagar, Prashanti , Hyd
891 | Fire&Safety | ASG/B2/A-79/FS/CO2/330 | CO2 | SUB CELLAR A-79TH PILLAR | A | 1 |  |  |  | Nitin Fire protection industries ltd. |  | Sujay Fire & Security Technologies | 5-9-286/2/75,PlotNo.75, Rajeevgandhi Nagar, Prashanti , Hyd
892 | Fire&Safety | ASG/B2/A-76/FS/CO2/331 | CO2 | SUB CELLAR A-76TH PILLAR | A | 1 |  |  |  | Nitin Fire protection industries ltd. |  | Sujay Fire & Security Technologies | 5-9-286/2/75,PlotNo.75, Rajeevgandhi Nagar, Prashanti , Hyd
893 | Fire&Safety | ASG/B2/A-75/FS/CO2/332 | CO2 | SUB CELLAR A-75TH PILLAR | A | 1 |  |  |  | Nitin Fire protection industries ltd. |  | Sujay Fire & Security Technologies | 5-9-286/2/75,PlotNo.75, Rajeevgandhi Nagar, Prashanti , Hyd
894 | Fire&Safety | ASG/B2/A-52/FS/CO2/333 | CO2 | SUB CELLAR A-52TH PILLAR | A | 1 |  |  |  | Nitin Fire protection industries ltd. |  | Sujay Fire & Security Technologies | 5-9-286/2/75,PlotNo.75, Rajeevgandhi Nagar, Prashanti , Hyd
895 | Fire&Safety | ASG/B2/A-53/FS/CO2/334 | CO2 | SUB CELLAR A-53TH PILLAR | A | 1 |  |  |  | Nitin Fire protection industries ltd. |  | Sujay Fire & Security Technologies | 5-9-286/2/75,PlotNo.75, Rajeevgandhi Nagar, Prashanti , Hyd
896 | Fire&Safety | ASG/B2/A-50/FS/CO2/335 | CO2 | SUB CELLAR A-50TH PILLAR | A | 1 |  |  |  | Nitin Fire protection industries ltd. |  | Sujay Fire & Security Technologies | 5-9-286/2/75,PlotNo.75, Rajeevgandhi Nagar, Prashanti , Hyd
897 | Fire&Safety | ASG/B2/A-48/FS/CO2/336 | CO2 | SUB CELLAR A-48TH PILLAR | A | 1 |  |  |  | Nitin Fire protection industries ltd. |  | Sujay Fire & Security Technologies | 5-9-286/2/75,PlotNo.75, Rajeevgandhi Nagar, Prashanti , Hyd
898 | Fire&Safety | ASG/B2/A-71/FS/CO2/337 | CO2 | SUB CELLAR A-71TH PILLAR | A | 1 |  |  |  | Nitin Fire protection industries ltd. | 501,Delta technology street,Hiranandani gardens,Powai,Mumbai-400076, Tel:022-40457000,nitinfire@vsnl.com | Sujay Fire & Security Technologies | 5-9-286/2/75,PlotNo.75, Rajeevgandhi Nagar, Prashanti , Hyd
899 | Fire&Safety | ASG/B2/A-46/FS/CO2/338 | CO2 | SUB CELLAR A-46TH PILLAR | A | 1 |  |  |  | Nitin Fire protection industries ltd. |  | Sujay Fire & Security Technologies | 5-9-286/2/75,PlotNo.75, Rajeevgandhi Nagar, Prashanti , Hyd
900 | Fire&Safety | ASG/B2/A-69/FS/CO2/339 | CO2 | SUB CELLAR A-69TH PILLAR | A | 1 |  |  |  | Nitin Fire protection industries ltd. |  | Sujay Fire & Security Technologies | 5-9-286/2/75,PlotNo.75, Rajeevgandhi Nagar, Prashanti , Hyd
901 | Fire&Safety | ASG/B2/A-43/FS/CO2/340 | CO2 | SUB CELLAR A-43RD PILLAR | A | 1 |  |  |  | Nitin Fire protection industries ltd. |  | Sujay Fire & Security Technologies | 5-9-286/2/75,PlotNo.75, Rajeevgandhi Nagar, Prashanti , Hyd
902 | Fire&Safety | ASG/B2/A-67/FS/CO2/341 | CO2 | SUB CELLAR A-67TH PILLAR | A | 1 |  |  |  | Nitin Fire protection industries ltd. |  | Sujay Fire & Security Technologies | 5-9-286/2/75,PlotNo.75, Rajeevgandhi Nagar, Prashanti , Hyd
903 | Fire&Safety | ASG/B2/A-WS/FS/CO2/342 | CO2 | SUB CELLAR A-WATER SUMP | A | 1 |  |  |  | Nitin Fire protection industries ltd. |  | Sujay Fire & Security Technologies | 5-9-286/2/75,PlotNo.75, Rajeevgandhi Nagar, Prashanti , Hyd
904 | Fire&Safety | ASG/B2/A-STP/FS/CO2/343 | CO2 | SUB CELLAR A-STP | A | 1 |  |  |  | Nitin Fire protection industries ltd. |  | Sujay Fire & Security Technologies | 5-9-286/2/75,PlotNo.75, Rajeevgandhi Nagar, Prashanti , Hyd
905 | Fire&Safety | ASG/B2/A-46/FS/CO2/344 | CO2 | SUB CELLAR A-46TH PILLAR | A | 1 |  |  |  | Nitin Fire protection industries ltd. |  | Sujay Fire & Security Technologies | 5-9-286/2/75,PlotNo.75, Rajeevgandhi Nagar, Prashanti , Hyd
906 | Fire&Safety | ASG/B2/A-83/FS/CO2/345 | CO2 | SUB CELLAR A-83RD PILLAR | A | 1 |  |  |  | Nitin Fire protection industries ltd. |  | Sujay Fire & Security Technologies | 5-9-286/2/75,PlotNo.75, Rajeevgandhi Nagar, Prashanti , Hyd
907 | Fire&Safety | ASG/B2/A-86/FS/CO2/346 | CO2 | SUB CELLAR A-86TH PILLAR | A | 1 |  |  |  | Nitin Fire protection industries ltd. |  | Sujay Fire & Security Technologies | 5-9-286/2/75,PlotNo.75, Rajeevgandhi Nagar, Prashanti , Hyd
908 | Fire&Safety | ASG/B2/A-82/FS/CO2/347 | CO2 | SUB CELLAR A-82ND PILLAR | A | 1 |  |  |  | Nitin Fire protection industries ltd. |  | Sujay Fire & Security Technologies | 5-9-286/2/75,PlotNo.75, Rajeevgandhi Nagar, Prashanti , Hyd
909 | Fire&Safety | ASG/B2/A-STP 30/FS/CO2/348 | CO2 | SUB CELLAR A-STP 30 PILLAR | A | 1 |  |  |  | Nitin Fire protection industries ltd. |  | Sujay Fire & Security Technologies | 5-9-286/2/75,PlotNo.75, Rajeevgandhi Nagar, Prashanti , Hyd
910 | Fire&Safety | ASG/B2/A-STP 31/FS/CO2/349 | CO2 | SUB CELLAR A-STP 31 PILLAR | A | 1 |  |  |  | Nitin Fire protection industries ltd. |  | Sujay Fire & Security Technologies | 5-9-286/2/75,PlotNo.75, Rajeevgandhi Nagar, Prashanti , Hyd
911 | Fire&Safety | ASG/B2/B-92/FS/CO2/350 | CO2 | SUB CELLAR B-92ND PILLAR | B | 1 |  |  |  | Nitin Fire protection industries ltd. |  | Sujay Fire & Security Technologies | 5-9-286/2/75,PlotNo.75, Rajeevgandhi Nagar, Prashanti , Hyd
912 | Fire&Safety | ASG/B2/B-63/FS/CO2/351 | CO2 | SUB CELLAR B-63RD PILLAR | B | 1 |  |  |  | Nitin Fire protection industries ltd. |  | Sujay Fire & Security Technologies | 5-9-286/2/75,PlotNo.75, Rajeevgandhi Nagar, Prashanti , Hyd
913 | Fire&Safety | ASG/B2/B-671/FS/CO2/352 | CO2 | SUB CELLAR B-71ST PILLAR | B | 1 |  |  |  | Nitin Fire protection industries ltd. |  | Sujay Fire & Security Technologies | 5-9-286/2/75,PlotNo.75, Rajeevgandhi Nagar, Prashanti , Hyd
914 | Fire&Safety | ASG/B2/B-66/FS/CO2/353 | CO2 | SUB CELLAR B-66TH PILLAR | B | 1 |  |  |  | Nitin Fire protection industries ltd. |  | Sujay Fire & Security Technologies | 5-9-286/2/75,PlotNo.75, Rajeevgandhi Nagar, Prashanti , Hyd
915 | Fire&Safety | ASG/B2/B-70/FS/CO2/354 | CO2 | SUB CELLAR B-70TH PILLAR | B | 1 |  |  |  | Nitin Fire protection industries ltd. |  | Sujay Fire & Security Technologies | 5-9-286/2/75,PlotNo.75, Rajeevgandhi Nagar, Prashanti , Hyd
916 | Fire&Safety | ASG/B2/B-75/FS/CO2/355 | CO2 | SUB CELLAR B-75TH PILLAR | B | 1 |  |  |  | Nitin Fire protection industries ltd. |  | Sujay Fire & Security Technologies | 5-9-286/2/75,PlotNo.75, Rajeevgandhi Nagar, Prashanti , Hyd
917 | Fire&Safety | ASG/B2/B-77/FS/CO2/356 | CO2 | SUB CELLAR B-77TH PILLAR | B | 1 |  |  |  | Nitin Fire protection industries ltd. |  | Sujay Fire & Security Technologies | 5-9-286/2/75,PlotNo.75, Rajeevgandhi Nagar, Prashanti , Hyd
918 | Fire&Safety | ASG/B2/B-55/FS/CO2/357 | CO2 | SUB CELLAR B-55TH PILLAR | B | 1 |  |  |  | Nitin Fire protection industries ltd. |  | Sujay Fire & Security Technologies | 5-9-286/2/75,PlotNo.75, Rajeevgandhi Nagar, Prashanti , Hyd
919 | Fire&Safety | ASG/B2/B-57/FS/CO2/358 | CO2 | SUB CELLAR B-57TH PILLAR | B | 1 |  |  |  | Nitin Fire protection industries ltd. |  | Sujay Fire & Security Technologies | 5-9-286/2/75,PlotNo.75, Rajeevgandhi Nagar, Prashanti , Hyd
920 | Fire&Safety | ASG/B2/B-81/FS/CO2/359 | CO2 | SUB CELLAR B-81ST PILLAR | B | 1 |  |  |  | Nitin Fire protection industries ltd. |  | Sujay Fire & Security Technologies | 5-9-286/2/75,PlotNo.75, Rajeevgandhi Nagar, Prashanti , Hyd
921 | Fire&Safety | ASG/B2/B-83/FS/CO2/360 | CO2 | SUB CELLAR B-83RD PILLAR | B | 1 |  |  |  | Nitin Fire protection industries ltd. |  | Sujay Fire & Security Technologies | 5-9-286/2/75,PlotNo.75, Rajeevgandhi Nagar, Prashanti , Hyd
922 | Fire&Safety | ASG/B2/C-47/FS/CO2/361 | CO2 | SUB CELLAR C-47TH PILLAR | C | 1 |  |  |  | Nitin Fire protection industries ltd. | 501,Delta technology street,Hiranandani gardens,Powai,Mumbai-400076, Tel:022-40457000,nitinfire@vsnl.com | Sujay Fire & Security Technologies | 5-9-286/2/75,PlotNo.75, Rajeevgandhi Nagar, Prashanti , Hyd
923 | Fire&Safety | ASG/B2/C-65/FS/CO2/362 | CO2 | SUB CELLAR C-65TH PILLAR | C | 1 |  |  |  | Nitin Fire protection industries ltd. |  | Sujay Fire & Security Technologies | 5-9-286/2/75,PlotNo.75, Rajeevgandhi Nagar, Prashanti , Hyd
924 | Fire&Safety | ASG/B2/C-63/FS/CO2/363 | CO2 | SUB CELLAR C-63RD PILLAR | C | 1 |  |  |  | Nitin Fire protection industries ltd. |  | Sujay Fire & Security Technologies | 5-9-286/2/75,PlotNo.75, Rajeevgandhi Nagar, Prashanti , Hyd
925 | Fire&Safety | ASG/B2/C-85/FS/CO2/364 | CO2 | SUB CELLAR C-85TH PILLAR | C | 1 |  |  |  | Nitin Fire protection industries ltd. |  | Sujay Fire & Security Technologies | 5-9-286/2/75,PlotNo.75, Rajeevgandhi Nagar, Prashanti , Hyd
926 | Fire&Safety | ASG/B2/C-61/FS/CO2/365 | CO2 | SUB CELLAR C-61ST PILLAR | C | 1 |  |  |  | Nitin Fire protection industries ltd. |  | Sujay Fire & Security Technologies | 5-9-286/2/75,PlotNo.75, Rajeevgandhi Nagar, Prashanti , Hyd
927 | Fire&Safety | ASG/B2/C-59/FS/CO2/366 | CO2 | SUB CELLAR C-59TH PILLAR | C | 1 |  |  |  | Nitin Fire protection industries ltd. |  | Sujay Fire & Security Technologies | 5-9-286/2/75,PlotNo.75, Rajeevgandhi Nagar, Prashanti , Hyd
928 | Fire&Safety | ASG/B2/C-80/FS/CO2/367 | CO2 | SUB CELLAR C-80TH PILLAR | C | 1 |  |  |  | Nitin Fire protection industries ltd. |  | Sujay Fire & Security Technologies | 5-9-286/2/75,PlotNo.75, Rajeevgandhi Nagar, Prashanti , Hyd
929 | Fire&Safety | ASG/B2/C-57/FS/CO2/368 | CO2 | SUB CELLAR C-57TH PILLAR | C | 1 |  |  |  | Nitin Fire protection industries ltd. |  | Sujay Fire & Security Technologies | 5-9-286/2/75,PlotNo.75, Rajeevgandhi Nagar, Prashanti , Hyd
930 | Fire&Safety | ASG/B2/C-55/FS/CO2/369 | CO2 | SUB CELLAR C-55TH PILLAR | C | 1 |  |  |  | Nitin Fire protection industries ltd. |  | Sujay Fire & Security Technologies | 5-9-286/2/75,PlotNo.75, Rajeevgandhi Nagar, Prashanti , Hyd
931 | Fire&Safety | ASG/B2/C-52/FS/CO2/370 | CO2 | SUB CELLAR C-52ND PILLAR | C | 1 |  |  |  | Nitin Fire protection industries ltd. |  | Sujay Fire & Security Technologies | 5-9-286/2/75,PlotNo.75, Rajeevgandhi Nagar, Prashanti , Hyd
932 | Fire&Safety | ASG/B2/C-73/FS/CO2/371 | CO2 | SUB CELLAR C-73RD PILLAR | C | 1 |  |  |  | Nitin Fire protection industries ltd. |  | Sujay Fire & Security Technologies | 5-9-286/2/75,PlotNo.75, Rajeevgandhi Nagar, Prashanti , Hyd
933 | Fire&Safety | ASG/B2/C-50/FS/CO2/372 | CO2 | SUB CELLAR C-50TH PILLAR | C | 1 |  |  |  | Nitin Fire protection industries ltd. |  | Sujay Fire & Security Technologies | 5-9-286/2/75,PlotNo.75, Rajeevgandhi Nagar, Prashanti , Hyd
934 | Fire&Safety | ASG/B2/C-69/FS/CO2/373 | CO2 | SUB CELLAR C-69TH PILLAR | C | 1 |  |  |  | Nitin Fire protection industries ltd. |  | Sujay Fire & Security Technologies | 5-9-286/2/75,PlotNo.75, Rajeevgandhi Nagar, Prashanti , Hyd
935 | Fire&Safety | ASG/B2/D-71/FS/CO2/374 | CO2 | SUB CELLAR D-71ST PILLAR | D | 1 |  |  |  | Nitin Fire protection industries ltd. |  | Sujay Fire & Security Technologies | 5-9-286/2/75,PlotNo.75, Rajeevgandhi Nagar, Prashanti , Hyd
936 | Fire&Safety | ASG/B2/D-84/FS/CO2/375 | CO2 | SUB CELLAR D-84TH PILLAR | D | 1 |  |  |  | Nitin Fire protection industries ltd. |  | Sujay Fire & Security Technologies | 5-9-286/2/75,PlotNo.75, Rajeevgandhi Nagar, Prashanti , Hyd
937 | Fire&Safety | ASG/B2/D-79/FS/CO2/376 | CO2 | SUB CELLAR D-79TH PILLAR | D | 1 |  |  |  | Nitin Fire protection industries ltd. |  | Sujay Fire & Security Technologies | 5-9-286/2/75,PlotNo.75, Rajeevgandhi Nagar, Prashanti , Hyd
938 | Fire&Safety | ASG/B2/D-81/FS/CO2/377 | CO2 | SUB CELLAR D-81ST PILLAR | D | 1 |  |  |  | Nitin Fire protection industries ltd. |  | Sujay Fire & Security Technologies | 5-9-286/2/75,PlotNo.75, Rajeevgandhi Nagar, Prashanti , Hyd
939 | Fire&Safety | ASG/B2/D-83/FS/CO2/378 | CO2 | SUB CELLAR D-83TH PILLAR | D | 1 |  |  |  | Nitin Fire protection industries ltd. |  | Sujay Fire & Security Technologies | 5-9-286/2/75,PlotNo.75, Rajeevgandhi Nagar, Prashanti , Hyd
940 | Fire&Safety | ASG/B2/D-94/FS/CO2/379 | CO2 | SUB CELLAR D-94TH PILLAR | D | 1 |  |  |  | Nitin Fire protection industries ltd. |  | Sujay Fire & Security Technologies | 5-9-286/2/75,PlotNo.75, Rajeevgandhi Nagar, Prashanti , Hyd
941 | Fire&Safety | ASG/B2/D-93/FS/CO2/380 | CO2 | SUB CELLAR D-93RD PILLAR | D | 1 |  |  |  | Nitin Fire protection industries ltd. |  | Sujay Fire & Security Technologies | 5-9-286/2/75,PlotNo.75, Rajeevgandhi Nagar, Prashanti , Hyd
942 | Fire&Safety | ASG/B2/D-50/FS/CO2/381 | CO2 | SUB CELLAR D-50TH PILLAR | D | 1 |  |  |  | Nitin Fire protection industries ltd. |  | Sujay Fire & Security Technologies | 5-9-286/2/75,PlotNo.75, Rajeevgandhi Nagar, Prashanti , Hyd
943 | Fire&Safety | ASG/B2/D-67/FS/CO2/382 | CO2 | SUB CELLAR D-67TH PILLAR | D | 1 |  |  |  | Nitin Fire protection industries ltd. |  | Sujay Fire & Security Technologies | 5-9-286/2/75,PlotNo.75, Rajeevgandhi Nagar, Prashanti , Hyd
944 | Fire&Safety | ASG/B2/D-63/FS/CO2/383 | CO2 | SUB CELLAR D-63RD PILLAR | D | 1 |  |  |  | Nitin Fire protection industries ltd. |  | Sujay Fire & Security Technologies | 5-9-286/2/75,PlotNo.75, Rajeevgandhi Nagar, Prashanti , Hyd
945 | Fire&Safety | ASG/B2/D-53/FS/CO2/384 | CO2 | SUB CELLAR D-53RD PILLAR | D | 1 |  |  |  | Nitin Fire protection industries ltd. |  | Sujay Fire & Security Technologies | 5-9-286/2/75,PlotNo.75, Rajeevgandhi Nagar, Prashanti , Hyd
946 | Fire&Safety | ASG/B2/D-35/FS/CO2/385 | CO2 | SUB CELLAR D-35TH PILLAR | D | 1 |  |  |  | Nitin Fire protection industries ltd. | 501,Delta technology street,Hiranandani gardens,Powai,Mumbai-400076, Tel:022-40457000,nitinfire@vsnl.com | Sujay Fire & Security Technologies | 5-9-286/2/75,PlotNo.75, Rajeevgandhi Nagar, Prashanti , Hyd
947 | Fire&Safety | ASG/B2/E-40/FS/CO2/386 | CO2 | SUB CELLAR E-40TH PILLAR | E | 1 |  |  |  | Nitin Fire protection industries ltd. |  | Dekars Fire & Security Systems Pvt. Ltd. | 1-10-212/2, ST No:6, Ashok Nagar, Hyd-500020, Tel:65152323 Tele/Fax:040-27632323 Cell:09848053546, Email:sridekars@gmail.com
948 | Fire&Safety | ASG/B2/E-35/FS/CO2/387 | CO2 | SUB CELLAR E-35TH PILLAR | E | 1 |  |  |  | Nitin Fire protection industries ltd. |  | Dekars Fire & Security Systems Pvt. Ltd. | 1-10-212/2, ST No:6, Ashok Nagar, Hyd-500020, Tel:65152323 Tele/Fax:040-27632323 Cell:09848053546, Email:sridekars@gmail.com
949 | Fire&Safety | ASG/B2/E-60/FS/CO2/388 | CO2 | SUB CELLAR E-60TH PILLAR | E | 1 |  |  |  | Nitin Fire protection industries ltd. |  | Dekars Fire & Security Systems Pvt. Ltd. | 1-10-212/2, ST No:6, Ashok Nagar, Hyd-500020, Tel:65152323 Tele/Fax:040-27632323 Cell:09848053546, Email:sridekars@gmail.com
950 | Fire&Safety | ASG/B2/E-56/FS/CO2/389 | CO2 | SUB CELLAR E-56TH PILLAR | E | 1 |  |  |  | Nitin Fire protection industries ltd. |  | Dekars Fire & Security Systems Pvt. Ltd. | 1-10-212/2, ST No:6, Ashok Nagar, Hyd-500020, Tel:65152323 Tele/Fax:040-27632323 Cell:09848053546, Email:sridekars@gmail.com
951 | Fire&Safety | ASG/B2/E-LIFT/FS/CO2/390 | CO2 | SUB CELLAR E-LIFT | E | 1 |  |  |  | Nitin Fire protection industries ltd. |  | Dekars Fire & Security Systems Pvt. Ltd. | 1-10-212/2, ST No:6, Ashok Nagar, Hyd-500020, Tel:65152323 Tele/Fax:040-27632323 Cell:09848053546, Email:sridekars@gmail.com
952 | Fire&Safety | ASG/B2/E-48/FS/CO2/391 | CO2 | SUB CELLAR E-48TH PILLAR | E | 1 |  |  |  | Nitin Fire protection industries ltd. |  | Dekars Fire & Security Systems Pvt. Ltd. | 1-10-212/2, ST No:6, Ashok Nagar, Hyd-500020, Tel:65152323 Tele/Fax:040-27632323 Cell:09848053546, Email:sridekars@gmail.com
953 | Fire&Safety | ASG/B2/F-ELE/FS/CO2/392 | CO2 | SUB CELLAR F-ELE ROOM | F | 1 |  |  |  | Nitin Fire protection industries ltd. |  | Dekars Fire & Security Systems Pvt. Ltd. | 1-10-212/2, ST No:6, Ashok Nagar, Hyd-500020, Tel:65152323 Tele/Fax:040-27632323 Cell:09848053546, Email:sridekars@gmail.com
954 | Fire&Safety | ASG/B2/F-12/FS/CO2/393 | CO2 | SUB CELLAR F-12ND PILLAR | F | 1 |  |  |  | Nitin Fire protection industries ltd. |  | Dekars Fire & Security Systems Pvt. Ltd. | 1-10-212/2, ST No:6, Ashok Nagar, Hyd-500020, Tel:65152323 Tele/Fax:040-27632323 Cell:09848053546, Email:sridekars@gmail.com
955 | Fire&Safety | ASG/B2/F-15/FS/CO2/394 | CO2 | SUB CELLAR F-15TH PILLAR | F | 1 |  |  |  | Nitin Fire protection industries ltd. |  | Dekars Fire & Security Systems Pvt. Ltd. | 1-10-212/2, ST No:6, Ashok Nagar, Hyd-500020, Tel:65152323 Tele/Fax:040-27632323 Cell:09848053546, Email:sridekars@gmail.com
956 | Fire&Safety | ASG/B2/F-04/FS/CO2/395 | CO2 | SUB CELLAR F-04TH PILLAR | F | 1 |  |  |  | Nitin Fire protection industries ltd. |  | Dekars Fire & Security Systems Pvt. Ltd. | 1-10-212/2, ST No:6, Ashok Nagar, Hyd-500020, Tel:65152323 Tele/Fax:040-27632323 Cell:09848053546, Email:sridekars@gmail.com
957 | Fire&Safety | ASG/B2/F-IRON/FS/CO2/396 | CO2 | SUB CELLAR F-IRON | F | 1 |  |  |  | Nitin Fire protection industries ltd. |  | Dekars Fire & Security Systems Pvt. Ltd. | 1-10-212/2, ST No:6, Ashok Nagar, Hyd-500020, Tel:65152323 Tele/Fax:040-27632323 Cell:09848053546, Email:sridekars@gmail.com
958 | Fire&Safety | ASG/B2/F-ELE/FS/CO2/397 | CO2 | SUB CELLAR F-ELE | F | 1 |  |  |  | Nitin Fire protection industries ltd. |  | Dekars Fire & Security Systems Pvt. Ltd. | 1-10-212/2, ST No:6, Ashok Nagar, Hyd-500020, Tel:65152323 Tele/Fax:040-27632323 Cell:09848053546, Email:sridekars@gmail.com
959 | Fire&Safety | ASG/B2/G-36/FS/CO2/398 | CO2 | SUB CELLAR G-36TH PILLAR | G | 1 |  |  |  | Nitin Fire protection industries ltd. |  | Dekars Fire & Security Systems Pvt. Ltd. | 1-10-212/2, ST No:6, Ashok Nagar, Hyd-500020, Tel:65152323 Tele/Fax:040-27632323 Cell:09848053546, Email:sridekars@gmail.com
960 | Fire&Safety | ASG/B2/G-59/FS/CO2/399 | CO2 | SUB CELLAR G-59TH PILLAR | G | 1 |  |  |  | Nitin Fire protection industries ltd. |  | Dekars Fire & Security Systems Pvt. Ltd. | 1-10-212/2, ST No:6, Ashok Nagar, Hyd-500020, Tel:65152323 Tele/Fax:040-27632323 Cell:09848053546, Email:sridekars@gmail.com
961 | Fire&Safety | ASG/B2/G-SUMP/FS/CO2/400 | CO2 | SUB CELLAR G-SUMP ROOM | G | 1 |  |  |  | Nitin Fire protection industries ltd. |  | Dekars Fire & Security Systems Pvt. Ltd. | 1-10-212/2, ST No:6, Ashok Nagar, Hyd-500020, Tel:65152323 Tele/Fax:040-27632323 Cell:09848053546, Email:sridekars@gmail.com
962 | Fire&Safety | ASG/B2/G-55/FS/CO2/401 | CO2 | SUB CELLAR G-55TH PILLAR | G | 1 |  |  |  | Nitin Fire protection industries ltd. |  | Dekars Fire & Security Systems Pvt. Ltd. | 1-10-212/2, ST No:6, Ashok Nagar, Hyd-500020, Tel:65152323 Tele/Fax:040-27632323 Cell:09848053546, Email:sridekars@gmail.com
963 | Fire&Safety | ASG/B2/G-65/FS/CO2/402 | CO2 | SUB CELLAR G-65TH PILLAR | G | 1 |  |  |  | Nitin Fire protection industries ltd. |  | Dekars Fire & Security Systems Pvt. Ltd. | 1-10-212/2, ST No:6, Ashok Nagar, Hyd-500020, Tel:65152323 Tele/Fax:040-27632323 Cell:09848053546, Email:sridekars@gmail.com
964 | Fire&Safety | ASG/B2/G-50/FS/CO2/403 | CO2 | SUB CELLAR G-50TH PILLAR | G | 1 |  |  |  | Nitin Fire protection industries ltd. |  | Dekars Fire & Security Systems Pvt. Ltd. | 1-10-212/2, ST No:6, Ashok Nagar, Hyd-500020, Tel:65152323 Tele/Fax:040-27632323 Cell:09848053546, Email:sridekars@gmail.com
965 | Fire&Safety | ASG/B2/G-LIFT/FS/CO2/404 | CO2 | SUB CELLAR G-LIFT | G | 1 |  |  |  | Nitin Fire protection industries ltd. |  | Dekars Fire & Security Systems Pvt. Ltd. | 1-10-212/2, ST No:6, Ashok Nagar, Hyd-500020, Tel:65152323 Tele/Fax:040-27632323 Cell:09848053546, Email:sridekars@gmail.com
966 | Fire&Safety | ASG/B2/H-48/FS/CO2/405 | CO2 | SUB CELLAR H-48TH PILLAR | H | 1 |  |  |  | Nitin Fire protection industries ltd. |  | Dekars Fire & Security Systems Pvt. Ltd. | 1-10-212/2, ST No:6, Ashok Nagar, Hyd-500020, Tel:65152323 Tele/Fax:040-27632323 Cell:09848053546, Email:sridekars@gmail.com
967 | Fire&Safety | ASG/B2/H-71/FS/CO2/406 | CO2 | SUB CELLAR H-71ST PILLAR | H | 1 |  |  |  | Nitin Fire protection industries ltd. |  | Dekars Fire & Security Systems Pvt. Ltd. | 1-10-212/2, ST No:6, Ashok Nagar, Hyd-500020, Tel:65152323 Tele/Fax:040-27632323 Cell:09848053546, Email:sridekars@gmail.com
968 | Fire&Safety | ASG/B2/H-85/FS/CO2/407 | CO2 | SUB CELLAR H-85TH PILLAR | H | 1 |  |  |  | Nitin Fire protection industries ltd. |  | Dekars Fire & Security Systems Pvt. Ltd. | 1-10-212/2, ST No:6, Ashok Nagar, Hyd-500020, Tel:65152323 Tele/Fax:040-27632323 Cell:09848053546, Email:sridekars@gmail.com
969 | Fire&Safety | ASG/B2/H-92/FS/CO2/408 | CO2 | SUB CELLAR H-92ND PILLAR | H | 1 |  |  |  | Nitin Fire protection industries ltd. |  | Dekars Fire & Security Systems Pvt. Ltd. | 1-10-212/2, ST No:6, Ashok Nagar, Hyd-500020, Tel:65152323 Tele/Fax:040-27632323 Cell:09848053546, Email:sridekars@gmail.com
970 | Fire&Safety | ASG/B2/H-75/FS/CO2/409 | CO2 | SUB CELLAR H-75TH PILLAR | H | 1 |  |  |  | Nitin Fire protection industries ltd. | 501,Delta technology street,Hiranandani gardens,Powai,Mumbai-400076, Tel:022-40457000,nitinfire@vsnl.com | Dekars Fire & Security Systems Pvt. Ltd. | 1-10-212/2, ST No:6, Ashok Nagar, Hyd-500020, Tel:65152323 Tele/Fax:040-27632323 Cell:09848053546, Email:sridekars@gmail.com
971 | Fire&Safety | ASG/B2/H-43/FS/CO2/410 | CO2 | SUB CELLAR H-43RD PILLAR | H | 1 |  |  |  | Nitin Fire protection industries ltd. |  | Dekars Fire & Security Systems Pvt. Ltd. | 1-10-212/2, ST No:6, Ashok Nagar, Hyd-500020, Tel:65152323 Tele/Fax:040-27632323 Cell:09848053546, Email:sridekars@gmail.com
972 | Fire&Safety | ASG/B2/H-62/FS/CO2/411 | CO2 | SUB CELLAR H-62TH PILLAR | H | 1 |  |  |  | Nitin Fire protection industries ltd. |  | Dekars Fire & Security Systems Pvt. Ltd. | 1-10-212/2, ST No:6, Ashok Nagar, Hyd-500020, Tel:65152323 Tele/Fax:040-27632323 Cell:09848053546, Email:sridekars@gmail.com
973 | Fire&Safety | ASG/B2/H-71/FS/CO2/412 | CO2 | SUB CELLAR H-71ST PILLAR | H | 1 |  |  |  | Nitin Fire protection industries ltd. |  | Dekars Fire & Security Systems Pvt. Ltd. | 1-10-212/2, ST No:6, Ashok Nagar, Hyd-500020, Tel:65152323 Tele/Fax:040-27632323 Cell:09848053546, Email:sridekars@gmail.com
974 | Fire&Safety | ASG/B2/I-37/FS/CO2/413 | CO2 | SUB CELLAR I-37TH PILLAR | I | 1 |  |  |  | Nitin Fire protection industries ltd. |  | Dekars Fire & Security Systems Pvt. Ltd. | 1-10-212/2, ST No:6, Ashok Nagar, Hyd-500020, Tel:65152323 Tele/Fax:040-27632323 Cell:09848053546, Email:sridekars@gmail.com
975 | Fire&Safety | ASG/B2/I-56/FS/CO2/414 | CO2 | SUB CELLAR I-56TH PILLAR | I | 1 |  |  |  | Nitin Fire protection industries ltd. |  | Dekars Fire & Security Systems Pvt. Ltd. | 1-10-212/2, ST No:6, Ashok Nagar, Hyd-500020, Tel:65152323 Tele/Fax:040-27632323 Cell:09848053546, Email:sridekars@gmail.com
976 | Fire&Safety | ASG/B2/I-89/FS/CO2/415 | CO2 | SUB CELLAR I-89TH PILLAR | I | 1 |  |  |  | Nitin Fire protection industries ltd. |  | Dekars Fire & Security Systems Pvt. Ltd. | 1-10-212/2, ST No:6, Ashok Nagar, Hyd-500020, Tel:65152323 Tele/Fax:040-27632323 Cell:09848053546, Email:sridekars@gmail.com
977 | Fire&Safety | ASG/B2/I-90/FS/CO2/416 | CO2 | SUB CELLAR I-90TH PILLAR | I | 1 |  |  |  | Nitin Fire protection industries ltd. |  | Dekars Fire & Security Systems Pvt. Ltd. | 1-10-212/2, ST No:6, Ashok Nagar, Hyd-500020, Tel:65152323 Tele/Fax:040-27632323 Cell:09848053546, Email:sridekars@gmail.com
978 | Fire&Safety | ASG/B2/I-71/FS/CO2/417 | CO2 | SUB CELLAR I-71ST PILLAR | I | 1 |  |  |  | Nitin Fire protection industries ltd. |  | Dekars Fire & Security Systems Pvt. Ltd. | 1-10-212/2, ST No:6, Ashok Nagar, Hyd-500020, Tel:65152323 Tele/Fax:040-27632323 Cell:09848053546, Email:sridekars@gmail.com
979 | Fire&Safety | ASG/B2/I-71/FS/CO2/418 | CO2 | SUB CELLAR I-71ST PILLAR | I | 1 |  |  |  | Nitin Fire protection industries ltd. |  | Dekars Fire & Security Systems Pvt. Ltd. | 1-10-212/2, ST No:6, Ashok Nagar, Hyd-500020, Tel:65152323 Tele/Fax:040-27632323 Cell:09848053546, Email:sridekars@gmail.com
980 | Fire&Safety | ASG/B2/I-47/FS/CO2/419 | CO2 | SUB CELLAR I-47TH PILLAR | I | 1 |  |  |  | Nitin Fire protection industries ltd. |  | Dekars Fire & Security Systems Pvt. Ltd. | 1-10-212/2, ST No:6, Ashok Nagar, Hyd-500020, Tel:65152323 Tele/Fax:040-27632323 Cell:09848053546, Email:sridekars@gmail.com
981 | Fire&Safety | ASG/B2/I-63/FS/CO2/420 | CO2 | SUB CELLAR I-63RD PILLAR | I | 1 |  |  |  | Nitin Fire protection industries ltd. |  | Dekars Fire & Security Systems Pvt. Ltd. | 1-10-212/2, ST No:6, Ashok Nagar, Hyd-500020, Tel:65152323 Tele/Fax:040-27632323 Cell:09848053546, Email:sridekars@gmail.com
982 | Fire&Safety | ASG/B2/I-45/FS/CO2/421 | CO2 | SUB CELLAR I-45TH PILLAR | I | 1 |  |  |  | Nitin Fire protection industries ltd. |  | Dekars Fire & Security Systems Pvt. Ltd. | 1-10-212/2, ST No:6, Ashok Nagar, Hyd-500020, Tel:65152323 Tele/Fax:040-27632323 Cell:09848053546, Email:sridekars@gmail.com
983 | Fire&Safety | ASG/B2/I-68/FS/CO2/422 | CO2 | SUB CELLAR I-68TH PILLAR | I | 1 |  |  |  | Nitin Fire protection industries ltd. |  | Dekars Fire & Security Systems Pvt. Ltd. | 1-10-212/2, ST No:6, Ashok Nagar, Hyd-500020, Tel:65152323 Tele/Fax:040-27632323 Cell:09848053546, Email:sridekars@gmail.com
984 | Fire&Safety | ASG/B2/E-(PR)/FS/CO2/423 | CO2 | E-BLOCK PUMPROOM | E | 1 |  |  |  | Nitin Fire protection industries ltd. |  | Dekars Fire & Security Systems Pvt. Ltd. | 1-10-212/2, ST No:6, Ashok Nagar, Hyd-500020, Tel:65152323 Tele/Fax:040-27632323 Cell:09848053546, Email:sridekars@gmail.com
985 | Fire&Safety | ASG/B2/E-(PR)/FS/CO2/424 | CO2 | E-BLOCK PUMPROOM | E | 1 |  |  |  | Nitin Fire protection industries ltd. |  | Dekars Fire & Security Systems Pvt. Ltd. | 1-10-212/2, ST No:6, Ashok Nagar, Hyd-500020, Tel:65152323 Tele/Fax:040-27632323 Cell:09848053546, Email:sridekars@gmail.com
986 | Fire&Safety | ASG/B2/F-(PR)/FS/CO2/425 | CO2 | F-BLOCK PUMPROOM | F | 1 |  |  |  | Nitin Fire protection industries ltd. |  | Dekars Fire & Security Systems Pvt. Ltd. | 1-10-212/2, ST No:6, Ashok Nagar, Hyd-500020, Tel:65152323 Tele/Fax:040-27632323 Cell:09848053546, Email:sridekars@gmail.com
987 | Fire&Safety | ASG/B2/F-(PR)/FS/CO2/426 | CO2 | F-BLOCK PUMPROOM | F | 1 |  |  |  | Nitin Fire protection industries ltd. |  | Dekars Fire & Security Systems Pvt. Ltd. | 1-10-212/2, ST No:6, Ashok Nagar, Hyd-500020, Tel:65152323 Tele/Fax:040-27632323 Cell:09848053546, Email:sridekars@gmail.com
988 | Fire&Safety | ASG/B2/G-(PR)/FS/CO2/427 | CO2 | G-BLOCK PUMPROOM | G | 1 |  |  |  | Nitin Fire protection industries ltd. |  | Dekars Fire & Security Systems Pvt. Ltd. | 1-10-212/2, ST No:6, Ashok Nagar, Hyd-500020, Tel:65152323 Tele/Fax:040-27632323 Cell:09848053546, Email:sridekars@gmail.com
989 | Fire&Safety | ASG/B2/G-(PR)/FS/CO2/428 | CO2 | G-BLOCK PUMPROOM | G | 1 |  |  |  | Nitin Fire protection industries ltd. |  | Dekars Fire & Security Systems Pvt. Ltd. | 1-10-212/2, ST No:6, Ashok Nagar, Hyd-500020, Tel:65152323 Tele/Fax:040-27632323 Cell:09848053546, Email:sridekars@gmail.com
990 | Fire&Safety | ASG/B2/H-(PR)/FS/CO2/429 | CO2 | H-BLOCK PUMPROOM | H | 1 |  |  |  | Nitin Fire protection industries ltd. |  | Dekars Fire & Security Systems Pvt. Ltd. | 1-10-212/2, ST No:6, Ashok Nagar, Hyd-500020, Tel:65152323 Tele/Fax:040-27632323 Cell:09848053546, Email:sridekars@gmail.com
991 | Fire&Safety | ASG/B2/H-(PR)/FS/CO2/430 | CO2 | H-BLOCK PUMPROOM | H | 1 |  |  |  | Nitin Fire protection industries ltd. |  | Dekars Fire & Security Systems Pvt. Ltd. | 1-10-212/2, ST No:6, Ashok Nagar, Hyd-500020, Tel:65152323 Tele/Fax:040-27632323 Cell:09848053546, Email:sridekars@gmail.com
992 | Fire&Safety | ASG/B2/I-(PR)/FS/CO2/431 | CO2 | I-BLOCK PUMPROOM | I | 1 |  |  |  | Nitin Fire protection industries ltd. |  | Dekars Fire & Security Systems Pvt. Ltd. | 1-10-212/2, ST No:6, Ashok Nagar, Hyd-500020, Tel:65152323 Tele/Fax:040-27632323 Cell:09848053546, Email:sridekars@gmail.com
993 | Fire&Safety | ASG/B2/I-(PR)/FS/CO2/432 | CO2 | I-BLOCK PUMPROOM | I | 1 |  |  |  | Nitin Fire protection industries ltd. |  | Dekars Fire & Security Systems Pvt. Ltd. | 1-10-212/2, ST No:6, Ashok Nagar, Hyd-500020, Tel:65152323 Tele/Fax:040-27632323 Cell:09848053546, Email:sridekars@gmail.com
994 | Fire&Safety | ASG/CH-B/FS/CO2/433 | CO2 | CLUB-HOUSE | CH | 1 |  |  |  | Nitin Fire protection industries ltd. | 501,Delta technology street,Hiranandani gardens,Powai,Mumbai-400076, Tel:022-40457000,nitinfire@vsnl.com | Dekars Fire & Security Systems Pvt. Ltd. | 1-10-212/2, ST No:6, Ashok Nagar, Hyd-500020, Tel:65152323 Tele/Fax:040-27632323 Cell:09848053546, Email:sridekars@gmail.com
995 | Fire&Safety | ASG/CH-B/FS/CO2/434 | CO2 | CLUB-HOUSE | CH | 1 |  |  |  | Nitin Fire protection industries ltd. |  | Dekars Fire & Security Systems Pvt. Ltd. | 1-10-212/2, ST No:6, Ashok Nagar, Hyd-500020, Tel:65152323 Tele/Fax:040-27632323 Cell:09848053546, Email:sridekars@gmail.com
996 | Fire&Safety | ASG/CH-GF/FS/CO2/435 | CO2 | CLUB-HOUSE | CH | 1 |  |  |  | Nitin Fire protection industries ltd. |  | Dekars Fire & Security Systems Pvt. Ltd. | 1-10-212/2, ST No:6, Ashok Nagar, Hyd-500020, Tel:65152323 Tele/Fax:040-27632323 Cell:09848053546, Email:sridekars@gmail.com
997 | Fire&Safety | ASG/CH-GF/FS/CO2/436 | CO2 | CLUB-HOUSE | CH | 1 |  |  |  | Nitin Fire protection industries ltd. |  | Dekars Fire & Security Systems Pvt. Ltd. | 1-10-212/2, ST No:6, Ashok Nagar, Hyd-500020, Tel:65152323 Tele/Fax:040-27632323 Cell:09848053546, Email:sridekars@gmail.com
998 | Fire&Safety | ASG/CH-GF/FS/CO2/437 | CO2 | CLUB-HOUSE | CH | 1 |  |  |  | Nitin Fire protection industries ltd. |  | Dekars Fire & Security Systems Pvt. Ltd. | 1-10-212/2, ST No:6, Ashok Nagar, Hyd-500020, Tel:65152323 Tele/Fax:040-27632323 Cell:09848053546, Email:sridekars@gmail.com
999 | Fire&Safety | ASG/CH-GF/FS/CO2/438 | CO2 | CLUB-HOUSE | CH | 1 |  |  |  | Nitin Fire protection industries ltd. |  | Dekars Fire & Security Systems Pvt. Ltd. | 1-10-212/2, ST No:6, Ashok Nagar, Hyd-500020, Tel:65152323 Tele/Fax:040-27632323 Cell:09848053546, Email:sridekars@gmail.com
1000 | Fire&Safety | ASG/CH-GF/FS/CO2/439 | CO2 | CLUB-HOUSE | CH | 1 |  |  |  | Nitin Fire protection industries ltd. |  | Dekars Fire & Security Systems Pvt. Ltd. | 1-10-212/2, ST No:6, Ashok Nagar, Hyd-500020, Tel:65152323 Tele/Fax:040-27632323 Cell:09848053546, Email:sridekars@gmail.com
1001 | Fire&Safety | ASG/CH-FF/FS/CO2/440 | CO2 | CLUB-HOUSE | CH | 1 |  |  |  | Nitin Fire protection industries ltd. |  | Dekars Fire & Security Systems Pvt. Ltd. | 1-10-212/2, ST No:6, Ashok Nagar, Hyd-500020, Tel:65152323 Tele/Fax:040-27632323 Cell:09848053546, Email:sridekars@gmail.com
1002 | Fire&Safety | ASG/CH-FF/FS/CO2/441 | CO2 | CLUB-HOUSE | CH | 1 |  |  |  | Nitin Fire protection industries ltd. |  | Dekars Fire & Security Systems Pvt. Ltd. | 1-10-212/2, ST No:6, Ashok Nagar, Hyd-500020, Tel:65152323 Tele/Fax:040-27632323 Cell:09848053546, Email:sridekars@gmail.com
1003 | Fire&Safety | ASG/CH-FF/FS/CO2/442 | CO2 | CLUB-HOUSE | CH | 1 |  |  |  | Nitin Fire protection industries ltd. |  | Dekars Fire & Security Systems Pvt. Ltd. | 1-10-212/2, ST No:6, Ashok Nagar, Hyd-500020, Tel:65152323 Tele/Fax:040-27632323 Cell:09848053546, Email:sridekars@gmail.com
1004 | Fire&Safety | ASG/CH-SF/FS/CO2/443 | CO2 | CLUB-HOUSE | CH | 1 |  |  |  | Nitin Fire protection industries ltd. |  | Dekars Fire & Security Systems Pvt. Ltd. | 1-10-212/2, ST No:6, Ashok Nagar, Hyd-500020, Tel:65152323 Tele/Fax:040-27632323 Cell:09848053546, Email:sridekars@gmail.com
1005 | Fire&Safety | ASG/CH-SF/FS/CO2/444 | CO2 | CLUB-HOUSE | CH | 1 |  |  |  | Nitin Fire protection industries ltd. |  | Dekars Fire & Security Systems Pvt. Ltd. | 1-10-212/2, ST No:6, Ashok Nagar, Hyd-500020, Tel:65152323 Tele/Fax:040-27632323 Cell:09848053546, Email:sridekars@gmail.com
1006 | Fire&Safety | ASG/CH-SF/FS/CO2/445 | CO2 | CLUB-HOUSE | CH | 1 |  |  |  | Nitin Fire protection industries ltd. |  | Dekars Fire & Security Systems Pvt. Ltd. | 1-10-212/2, ST No:6, Ashok Nagar, Hyd-500020, Tel:65152323 Tele/Fax:040-27632323 Cell:09848053546, Email:sridekars@gmail.com
1007 | Fire&Safety | ASG/CH-SF/FS/CO2/446 | CO2 | CLUB-HOUSE | CH | 1 |  |  |  | Nitin Fire protection industries ltd. |  | Dekars Fire & Security Systems Pvt. Ltd. | 1-10-212/2, ST No:6, Ashok Nagar, Hyd-500020, Tel:65152323 Tele/Fax:040-27632323 Cell:09848053546, Email:sridekars@gmail.com
1008 | Fire&Safety | ASG/CH-TF/FS/CO2/447 | CO2 | CLUB-HOUSE | CH | 1 |  |  |  | Nitin Fire protection industries ltd. |  | Dekars Fire & Security Systems Pvt. Ltd. | 1-10-212/2, ST No:6, Ashok Nagar, Hyd-500020, Tel:65152323 Tele/Fax:040-27632323 Cell:09848053546, Email:sridekars@gmail.com
1009 | Fire&Safety | ASG/CH-TF/FS/CO2/448 | CO2 | CLUB-HOUSE | CH | 1 |  |  |  | Nitin Fire protection industries ltd. |  | Dekars Fire & Security Systems Pvt. Ltd. | 1-10-212/2, ST No:6, Ashok Nagar, Hyd-500020, Tel:65152323 Tele/Fax:040-27632323 Cell:09848053546, Email:sridekars@gmail.com
1010 | Fire&Safety | ASG/CH-TF/FS/CO2/449 | CO2 | CLUB-HOUSE | CH | 1 |  |  |  | Nitin Fire protection industries ltd. |  | Dekars Fire & Security Systems Pvt. Ltd. | 1-10-212/2, ST No:6, Ashok Nagar, Hyd-500020, Tel:65152323 Tele/Fax:040-27632323 Cell:09848053546, Email:sridekars@gmail.com
1011 | Fire&Safety | ASG/CH-TF/FS/CO2/450 | CO2 | CLUB-HOUSE
1012 | Fire&Safety | ASG/CH-TF/FS/CO2/451 | CO2 | CLUB-HOUSE
1013 | Fire&Safety | ASG/CH-TF/FS/CO2/452 | CO2 | CLUB-HOUSE
1014 | Fire&Safety | ASG/CH-TF/FS/CO2/453 | CO2 | CLUB-HOUSE
1015 | Fire&Safety | ASG/CH-SM/FS/CO2/454 | CO2 | CLUB-HOUSE
1016 | Fire&Safety | ASG/A-B2/FS/H2O/1 | H2O | A-BLOCK B2 | A | 1
1017 | Fire&Safety | ASG/A-B1/FS/H2O/2 | H2O | A-BLOCK B1 | A | 1
1018 | Fire&Safety | ASG/A-G/FS/H2O/3 | H2O | A-BLOCK GROUNDFLOOR | A | 1
1019 | Fire&Safety | ASG/A-1/FS/H2O/4 | H2O | A-BLOCK 1ST FLOOR | A | 1
1020 | Fire&Safety | ASG/A-2/FS/H2O/5 | H2O | A-BLOCK 2ND FLOOR | A | 1
1021 | Fire&Safety | ASG/A-3/FS/CH2O/6 | H2O | A-BLOCK 3RD FLOOR | A | 1
1022 | Fire&Safety | ASG/A-4/FS/H2O/7 | H2O | A-BLOCK 4TH FLOOR | A | 1
1023 | Fire&Safety | ASG/A-5/FS/H2O/8 | H2O | A-BLOCK 5TH FLOOR | A | 1
1024 | Fire&Safety | ASG/A-6/FS/H2O/9 | H2O | A-BLOCK 6TH FLOOR | A | 1
1025 | Fire&Safety | ASG/A-7/FS/H2O/10 | H2O | A-BLOCK 7TH FLOOR | A | 1
1026 | Fire&Safety | ASG/A-8/FS/H2O/11 | H2O | A-BLOCK 8TH FLOOR | A | 1
1027 | Fire&Safety | ASG/A-9/FS/H2O/12 | H2O | A-BLOCK 9TH FLOOR | A | 1
1028 | Fire&Safety | ASG/A-10/FS/H2O/13 | H2O | A-BLOCK 10TH FLOOR | A | 1
1029 | Fire&Safety | ASG/A-11/FS/H2O/14 | H2O | A-BLOCK 11TH FLOOR | A | 1
1030 | Fire&Safety | ASG/A-12/FS/H2O/15 | H2O | A-BLOCK 12TH FLOOR | A | 1
1031 | Fire&Safety | ASG/A-13/FS/H2O/16 | H2O | A-BLOCK 13TH FLOOR | A | 1
1032 | Fire&Safety | ASG/A-14/FS/H2O/17 | H2O | A-BLOCK 14TH FLOOR | A | 1
1033 | Fire&Safety | ASG/A-15/FS/H2O/18 | H2O | A-BLOCK 15TH FLOOR | A | 1
1034 | Fire&Safety | ASG/A-16/FS/H2O/19 | H2O | A-BLOCK 16TH FLOOR | A | 1
1035 | Fire&Safety | ASG/A-17/FS/H2O/20 | H2O | A-BLOCK 17TH FLOOR | A | 1
1036 | Fire&Safety | ASG/A-18/FS/H2O/21 | H2O | A-BLOCK 18TH FLOOR | A | 1
1037 | Fire&Safety | ASG/A-19/FS/H2O/22 | H2O | A-BLOCK 19TH FLOOR | A | 1
1038 | Fire&Safety | ASG/B-B2/FS/H2O/25 | H2O | B-BLOCK B2 | B | 1
1039 | Fire&Safety | ASG/B-B1/FS/H2O/26 | H2O | B-BLOCK B1 | B | 1
1040 | Fire&Safety | ASG/B-G/FS/H2O/27 | H2O | B-BLOCK GROUNDFLOOR | B | 1
1041 | Fire&Safety | ASG/B-1/FS/H2O/28 | H2O | B-BLOCK 1ST FLOOR | B | 1
1042 | Fire&Safety | ASG/B-2/FS/H2O/29 | H2O | B-BLOCK 2ND FLOOR | B | 1
1043 | Fire&Safety | ASG/B-3/FS/H2O/30 | H2O | B-BLOCK 3RD FLOOR | B | 1
1044 | Fire&Safety | ASG/B-4/FS/H2O/31 | H2O | B-BLOCK 4TH FLOOR | B | 1
1045 | Fire&Safety | ASG/B-5/FS/H2O/32 | H2O | B-BLOCK 5TH FLOOR | B | 1
1046 | Fire&Safety | ASG/B-6/FS/H2O/33 | H2O | B-BLOCK 6TH FLOOR | B | 1
1047 | Fire&Safety | ASG/B-7/FS/H2O/34 | H2O | B-BLOCK 7TH FLOOR | B | 1
1048 | Fire&Safety | ASG/B-8/FS/H2O/35 | H2O | B-BLOCK 8TH FLOOR | B | 1
1049 | Fire&Safety | ASG/B-9/FS/H2O/36 | H2O | B-BLOCK 9TH FLOOR | B | 1
1050 | Fire&Safety | ASG/B-10/FS/H2O/37 | H2O | B-BLOCK 10TH FLOOR | B | 1
1051 | Fire&Safety | ASG/B-11/FS/H2O/38 | H2O | B-BLOCK 11TH FLOOR | B | 1
1052 | Fire&Safety | ASG/B-12/FS/H2O/39 | H2O | B-BLOCK 12TH FLOOR | B | 1
1053 | Fire&Safety | ASG/B-13/FS/H2O/40 | H2O | B-BLOCK 13TH FLOOR | B | 1
1054 | Fire&Safety | ASG/B-14/FS/H2O/41 | H2O | B-BLOCK 14TH FLOOR | B | 1
1055 | Fire&Safety | ASG/B-15/FS/H2O/42 | H2O | B-BLOCK 15TH FLOOR | B | 1
1056 | Fire&Safety | ASG/B-16/FS/H2O/43 | H2O | B-BLOCK 16TH FLOOR | B | 1
1057 | Fire&Safety | ASG/B-17/FS/H2O/44 | H2O | B-BLOCK 17TH FLOOR | B | 1
1058 | Fire&Safety | ASG/B-18/FS/H2O/45 | H2O | B-BLOCK 18TH FLOOR | B | 1
1059 | Fire&Safety | ASG/B-19/FS/H2O/46 | H2O | B-BLOCK 19TH FLOOR | B | 1
1060 | Fire&Safety | ASG/C-B2/FS/H2O/49 | H2O | C-BLOCK B2 | C | 1
1061 | Fire&Safety | ASG/C-B1/FS/H2O/50 | H2O | C-BLOCK B1 | C | 1
1062 | Fire&Safety | ASG/C-G/FS/H2O/51 | H2O | C-BLOCK GROUNDFLOOR | C | 1
1063 | Fire&Safety | ASG/C-1/FS/H2O/52 | H2O | C-BLOCK 1ST FLOOR | C | 1
1064 | Fire&Safety | ASG/C-2/FS/H2O/53 | H2O | C-BLOCK 2ND FLOOR | C | 1
1065 | Fire&Safety | ASG/C-3/FS/H2O/54 | H2O | C-BLOCK 3RD FLOOR | C | 1
1066 | Fire&Safety | ASG/C-4/FS/H2O/55 | H2O | C-BLOCK 4TH FLOOR | C | 1
1067 | Fire&Safety | ASG/C-5/FS/H2O/56 | H2O | C-BLOCK 5TH FLOOR | C | 1
1068 | Fire&Safety | ASG/C-6/FS/H2O/57 | H2O | C-BLOCK 6TH FLOOR | C | 1
1069 | Fire&Safety | ASG/C-7/FS/H2O/58 | H2O | C-BLOCK 7TH FLOOR | C | 1
1070 | Fire&Safety | ASG/C-8/FS/H2O/59 | H2O | C-BLOCK 8TH FLOOR | C | 1
1071 | Fire&Safety | ASG/C-9/FS/H2O/60 | H2O | C-BLOCK 9TH FLOOR | C | 1
1072 | Fire&Safety | ASG/C-10/FS/H2O/61 | H2O | C-BLOCK 10TH FLOOR | C | 1
1073 | Fire&Safety | ASG/C-11/FS/H2O/62 | H2O | C-BLOCK 11TH FLOOR | C | 1
1074 | Fire&Safety | ASG/C-12/FS/H2O/63 | H2O | C-BLOCK 12TH FLOOR | C | 1
1075 | Fire&Safety | ASG/C-13/FS/H2O/64 | H2O | C-BLOCK 13TH FLOOR | C | 1
1076 | Fire&Safety | ASG/C-14/FS/H2O/65 | H2O | C-BLOCK 14TH FLOOR | C | 1
1077 | Fire&Safety | ASG/C-15/FS/H2O/66 | H2O | C-BLOCK 15TH FLOOR | C | 1
1078 | Fire&Safety | ASG/C-16/FS/H2O/67 | H2O | C-BLOCK 16TH FLOOR | C | 1
1079 | Fire&Safety | ASG/C-17/FS/H2O/68 | H2O | C-BLOCK 17TH FLOOR | C | 1
1080 | Fire&Safety | ASG/C-18/FS/H2O/69 | H2O | C-BLOCK 18TH FLOOR | C | 1
1081 | Fire&Safety | ASG/C-19/FS/H2O/70 | H2O | C-BLOCK 19TH FLOOR | C | 1
1082 | Fire&Safety | ASG/D-B2/FS/H2O/73 | H2O | D-BLOCK B2 | D | 1
1083 | Fire&Safety | ASG/D-B1/FS/H2O/74 | H2O | D-BLOCK B1 | D | 1
1084 | Fire&Safety | ASG/D-G/FS/H2O/75 | H2O | D-BLOCKGROUNDFLOOR | D | 1
1085 | Fire&Safety | ASG/D-1/FS/H2O/76 | H2O | D-BLOCK 1ST FLOOR | D | 1
1086 | Fire&Safety | ASG/D-2/FS/H2O/77 | H2O | D-BLOCK 2ND FLOOR | D | 1
1087 | Fire&Safety | ASG/D-3/FS/H2O/78 | H2O | D-BLOCK 3RD FLOOR | D | 1
1088 | Fire&Safety | ASG/D-4/FS/H2O/79 | H2O | D-BLOCK 4TH FLOOR | D | 1
1089 | Fire&Safety | ASG/D-5/FS/H2O/80 | H2O | D-BLOCK 5TH FLOOR | D | 1
1090 | Fire&Safety | ASG/D-6/FS/H2O/81 | H2O | D-BLOCK 6TH FLOOR | D | 1
1091 | Fire&Safety | ASG/D-7/FS/H2O/82 | H2O | D-BLOCK 7TH FLOOR | D | 1
1092 | Fire&Safety | ASG/D-8/FS/H2O/83 | H2O | D-BLOCK 8TH FLOOR | D | 1
1093 | Fire&Safety | ASG/D-9/FS/H2O/84 | H2O | D-BLOCK 9TH FLOOR | D | 1
1094 | Fire&Safety | ASG/D-10/FS/H2O/85 | H2O | D-BLOCK 10TH FLOOR | D | 1
1095 | Fire&Safety | ASG/D-11/FS/H2O/86 | H2O | D-BLOCK 11TH FLOOR | D | 1
1096 | Fire&Safety | ASG/D-12/FS/H2O/87 | H2O | D-BLOCK 12TH FLOOR | D | 1
1097 | Fire&Safety | ASG/D-13/FS/H2O/88 | H2O | D-BLOCK 13TH FLOOR | D | 1
1098 | Fire&Safety | ASG/D-14/FS/H2O/89 | H2O | D-BLOCK 14TH FLOOR | D | 1
1099 | Fire&Safety | ASG/D-15/FS/H2O/90 | H2O | D-BLOCK 15TH FLOOR | D | 1
1100 | Fire&Safety | ASG/D-16/FS/H2O/91 | H2O | D-BLOCK 16TH FLOOR | D | 1
1101 | Fire&Safety | ASG/D-17/FS/H2O/92 | H2O | D-BLOCK 17TH FLOOR | D | 1
1102 | Fire&Safety | ASG/D-18/FS/H2O/93 | H2O | D-BLOCK 18TH FLOOR | D | 1
1103 | Fire&Safety | ASG/D-19/FS/H2O/94 | H2O | D-BLOCK 19TH FLOOR | D | 1
1104 | Fire&Safety | ASG/E-B2/FS/H2O/97 | H2O | E-BLOCK B2 | E | 1
1105 | Fire&Safety | ASG/E-B1/FS/H2O/98 | H2O | E-BLOCK B1 | E | 1
1106 | Fire&Safety | ASG/E-G/FS/H2O/99 | H2O | E-BLOCK GROUNDFLOOR | E | 1
1107 | Fire&Safety | ASG/E-1/FS/H2O/100 | H2O | E-BLOCK 1ST FLOOR | E | 1
1108 | Fire&Safety | ASG/E-2/FS/H2O/101 | H2O | E-BLOCK 2ND FLOOR | E | 1
1109 | Fire&Safety | ASG/E-3/FS/H2O/102 | H2O | E-BLOCK 3RD FLOOR | E | 1
1110 | Fire&Safety | ASG/E-4/FS/H2O/103 | H2O | E-BLOCK 4TH FLOOR | E | 1
1111 | Fire&Safety | ASG/E-5/FS/H2O/104 | H2O | E-BLOCK 5TH FLOOR | E | 1
1112 | Fire&Safety | ASG/E-6/FS/H2O/105 | H2O | E-BLOCK 6TH FLOOR | E | 1
1113 | Fire&Safety | ASG/E-7/FS/H2O/106 | H2O | E-BLOCK 7TH FLOOR | E | 1
1114 | Fire&Safety | ASG/E-8/FS/H2O/107 | H2O | E-BLOCK 8TH FLOOR | E | 1
1115 | Fire&Safety | ASG/E-9/FS/H2O/108 | H2O | E-BLOCK 9TH FLOOR | E | 1
1116 | Fire&Safety | ASG/E-10/FSH2O/109 | H2O | E-BLOCK 10TH FLOOR | E | 1
1117 | Fire&Safety | ASG/E-11/FS/H2O/110 | H2O | E-BLOCK 11TH FLOOR | E | 1
1118 | Fire&Safety | ASG/E-12/FS/H2O/111 | H2O | E-BLOCK 12TH FLOOR | E | 1
1119 | Fire&Safety | ASG/E-13/FS/H2O/112 | H2O | E-BLOCK 13TH FLOOR | E | 1
1120 | Fire&Safety | ASG/E-14/FS/H2O/113 | H2O | E-BLOCK 14TH FLOOR | E | 1
1121 | Fire&Safety | ASG/E-15/FS/H2O/114 | H2O | E-BLOCK 15TH FLOOR | E | 1
1122 | Fire&Safety | ASG/E-16/FS/H2O/115 | H2O | E-BLOCK 16TH FLOOR | E | 1
1123 | Fire&Safety | ASG/E-17/FS/H2O/116 | H2O | E-BLOCK 17TH FLOOR | E | 1
1124 | Fire&Safety | ASG/E-18/FS/H2O/117 | H2O | E-BLOCK 18TH FLOOR | E | 1
1125 | Fire&Safety | ASG/E-19/FS/H2O/118 | H2O | E-BLOCK 19TH FLOOR | E | 1
1126 | Fire&Safety | ASG/F-B2/FS/H2O/121 | H2O | F-BLOCK B2 | F | 1
1127 | Fire&Safety | ASG/F-B1/FS/H2O/122 | H2O | F-BLOCK B1 | F | 1
1128 | Fire&Safety | ASG/F-G/FS/H2O/123 | H2O | F-BLOCK GROUNDFLOOR | F | 1
1129 | Fire&Safety | ASG/F-1/FS/H2O/124 | H2O | F-BLOCK 1ST FLOOR | F | 1
1130 | Fire&Safety | ASG/F-2/FS/H2O/125 | H2O | F-BLOCK 2ND FLOOR | F | 1
1131 | Fire&Safety | ASG/F-3/FS/H2O/126 | H2O | F-BLOCK 3RD FLOOR | F | 1
1132 | Fire&Safety | ASG/F-4/FS/H2O/127 | H2O | F-BLOCK 4TH FLOOR | F | 1
1133 | Fire&Safety | ASG/F-5/FS/H2O/128 | H2O | F-BLOCK 5TH FLOOR | F | 1
1134 | Fire&Safety | ASG/F-6/FS/H2O/129 | H2O | F-BLOCK 6TH FLOOR | F | 1
1135 | Fire&Safety | ASG/F-7/FS/H2O/130 | H2O | F-BLOCK 7TH FLOOR | F | 1
1136 | Fire&Safety | ASG/F-8/FS/H2O/131 | H2O | F-BLOCK 8TH FLOOR | F | 1
1137 | Fire&Safety | ASG/F-9/FS/H2O/132 | H2O | F-BLOCK 9TH FLOOR | F | 1
1138 | Fire&Safety | ASG/F-10/FS/H2O/133 | H2O | F-BLOCK 10TH FLOOR | F | 1
1139 | Fire&Safety | ASG/F-11/FS/H2O/134 | H2O | F-BLOCK 11TH FLOOR | F | 1
1140 | Fire&Safety | ASG/F-12/FS/H2O/135 | H2O | F-BLOCK 12TH FLOOR | F | 1
1141 | Fire&Safety | ASG/F-13/FS/H2O/136 | H2O | F-BLOCK 13TH FLOOR | F | 1
1142 | Fire&Safety | ASG/F-14/FS/H2O/137 | H2O | F-BLOCK 14TH FLOOR | F | 1
1143 | Fire&Safety | ASG/F-15/FS/H2O/138 | H2O | F-BLOCK 15TH FLOOR | F | 1
1144 | Fire&Safety | ASG/F-16/FS/H2O/139 | H2O | F-BLOCK 16TH FLOOR | F | 1
1145 | Fire&Safety | ASG/F-17/FS/H2O/140 | H2O | F-BLOCK 17TH FLOOR | F | 1
1146 | Fire&Safety | ASG/F-18/FS/H2O/141 | H2O | F-BLOCK 18TH FLOOR | F | 1
1147 | Fire&Safety | ASG/F-19/FS/H2O/142 | H2O | F-BLOCK 19TH FLOOR | F | 1
1148 | Fire&Safety | ASG/G-B2/FS/H2O/145 | H2O | G-BLOCK B2 | G | 1
1149 | Fire&Safety | ASG/G-B1/FS/H2O/146 | H2O | G-BLOCK B1 | G | 1
1150 | Fire&Safety | ASG/G-GRU/FS/H2O/147 | H2O | G-BLOCKGROUNGFLOOR | G | 1
1151 | Fire&Safety | ASG/G-1/FS/H2O/148 | H2O | G-BLOCK 1ST FLOOR | G | 1
1152 | Fire&Safety | ASG/G-2/FS/H2O/149 | H2O | G-BLOCK 2ND FLOOR | G | 1
1153 | Fire&Safety | ASG/G-3/FS/H2O/150 | H2O | G-BLOCK 3RD FLOOR | G | 1
1154 | Fire&Safety | ASG/G-4/FS/H2O/151 | H2O | G-BLOCK 4TH FLOOR | G | 1
1155 | Fire&Safety | ASG/G-5/FS/H2O/152 | H2O | G-BLOCK 5TH FLOOR | G | 1
1156 | Fire&Safety | ASG/G-6/FS/H2O/153 | H2O | G-BLOCK 6TH FLOOR | G | 1
1157 | Fire&Safety | ASG/G-7/FS/H2O/154 | H2O | G-BLOCK 7TH FLOOR | G | 1
1158 | Fire&Safety | ASG/G-8/FS/H2O/155 | H2O | G-BLOCK 8TH FLOOR | G | 1
1159 | Fire&Safety | ASG/G-9/FS/H2O/156 | H2O | G-BLOCK 9TH FLOOR | G | 1
1160 | Fire&Safety | ASG/G-10/FS/H2O/157 | H2O | G-BLOCK 10TH FLOOR | G | 1
1161 | Fire&Safety | ASG/G-11/FS/H2O/158 | H2O | G-BLOCK 11TH FLOOR | G | 1
1162 | Fire&Safety | ASG/G-12/FS/H2O/159 | H2O | G-BLOCK 12TH FLOOR | G | 1
1163 | Fire&Safety | ASG/G-13/FS/H2O/160 | H2O | G-BLOCK 13TH FLOOR | G | 1
1164 | Fire&Safety | ASG/G-14/FS/H2O/161 | H2O | G-BLOCK 14TH FLOOR | G | 1
1165 | Fire&Safety | ASG/G-15/FS/H2O/162 | H2O | G-BLOCK 15TH FLOOR | G | 1
1166 | Fire&Safety | ASG/G-16/FS/H2O/163 | H2O | G-BLOCK 16TH FLOOR | G | 1
1167 | Fire&Safety | ASG/G-17/FS/H2O/164 | H2O | G-BLOCK 17TH FLOOR | G | 1
1168 | Fire&Safety | ASG/G-18/FS/H2O/165 | H2O | G-BLOCK 18TH FLOOR | G | 1
1169 | Fire&Safety | ASG/G-19/FS/H2O/166 | H2O | G-BLOCK 19TH FLOOR | G | 1
1170 | Fire&Safety | ASG/H-B2/FS/H2O/169 | H2O | H-BLOCK B2 | H | 1
1171 | Fire&Safety | ASG/H-B1/FS/H2O/170 | H2O | H-BLOCK B1 | H | 1
1172 | Fire&Safety | ASG/H-GRU/FS/H2O/171 | H2O | H-BLOCKGROUNDFLOOR | H | 1
1173 | Fire&Safety | ASG/H-1/FS/H2O/172 | H2O | H-BLOCK IST FLOOR | H | 1
1174 | Fire&Safety | ASG/H-2/FS/H2O/173 | H2O | H-BLOCK 2ND FLOOR | H | 1
1175 | Fire&Safety | ASG/H-3/FS/H2O/174 | H2O | H-BLOCK 3RD FLOOR | H | 1
1176 | Fire&Safety | ASG/H-4/FS/H2O/175 | H2O | H-BLOCK 4TH FLOOR | H | 1
1177 | Fire&Safety | ASG/H-5/FS/H2O/176 | H2O | H-BLOCK 5TH FLOOR | H | 1
1178 | Fire&Safety | ASG/H-6/FS/H2O/177 | H2O | H-BLOCK 6TH FLOOR | H | 1
1179 | Fire&Safety | ASG/H-7/FS/H2O/178 | H2O | H-BLOCK 7TH FLOOR | H | 1
1180 | Fire&Safety | ASG/H-8/FS/H2O/179 | H2O | H-BLOCK 8TH FLOOR | H | 1
1181 | Fire&Safety | ASG/H-9/FS/H2O/180 | H2O | H-BLOCK 9TH FLOOR | H | 1
1182 | Fire&Safety | ASG/H-10/FS/H2O/181 | H2O | H-BLOCK 10TH FLOOR | H | 1
1183 | Fire&Safety | ASG/H-11/FS/H2O/182 | H2O | H-BLOCK 11TH FLOOR | H | 1
1184 | Fire&Safety | ASG/H-12/FS/H2O/183 | H2O | H-BLOCK 12TH FLOOR | H | 1
1185 | Fire&Safety | ASG/H-13/FS/H2O/184 | H2O | H-BLOCK 13TH FLOOR | H | 1
1186 | Fire&Safety | ASG/H-14/FS/H2O/185 | H2O | H-BLOCK 14TH FLOOR | H | 1
1187 | Fire&Safety | ASG/H-15/FS/H2O/186 | H2O | H-BLOCK 15TH FLOOR | H | 1
1188 | Fire&Safety | ASG/H-16/FS/H2O/187 | H2O | H-BLOCK 16TH FLOOR | H | 1
1189 | Fire&Safety | ASG/H-17/FS/H2O/188 | H2O | H-BLOCK 17TH FLOOR | H | 1
1190 | Fire&Safety | ASG/H-18/FS/H2O/189 | H2O | H-BLOCK 18TH FLOOR | H | 1
1191 | Fire&Safety | ASG/H-19/FS/H2O/190 | H2O | H-BLOCK 19TH FLOOR | H | 1
1192 | Fire&Safety | ASG/I-B2/FS/H2O/193 | H2O | I-BLOCK B2 | I | 1
1193 | Fire&Safety | ASG/I-B1/FS/H2O/194 | H2O | I-BLOCK B1 | I | 1
1194 | Fire&Safety | ASG/I-G/FS/H2O/195 | H2O | I-BLOCK GROUNDFLOOR | I | 1
1195 | Fire&Safety | ASG/I-1/FS/H2O/196 | H2O | I-BLOCK 1ST FLOOR | I | 1
1196 | Fire&Safety | ASG/I-2/FS/H2O/197 | H2O | I-BLOCK 2ND FLOOR | I | 1
1197 | Fire&Safety | ASG/I-3/FS/H2O/198 | H2O | I-BLOCK 3RD FLOOR | I | 1
1198 | Fire&Safety | ASG/I-4/FS/H2O/199 | H2O | I-BLOCK 4TH FLOOR | I | 1
1199 | Fire&Safety | ASG/I-5/FS/H2O/200 | H2O | I-BLOCK 5TH FLOOR | I | 1
1200 | Fire&Safety | ASG/I-6/FS/H2O/201 | H2O | I-BLOCK 6TH FLOOR | I | 1
1201 | Fire&Safety | ASG/I-7/FS/H2O/202 | H2O | I-BLOCK 7TH FLOOR | I | 1
1202 | Fire&Safety | ASG/I-8/FS/H2O/203 | H2O | I-BLOCK 8TH FLOOR | I | 1
1203 | Fire&Safety | ASG/I-9/FS/H2O/204 | H2O | I-BLOCK 9TH FLOOR | I | 1
1204 | Fire&Safety | ASG/I-10/FS/H2O/205 | H2O | I-BLOCK 10TH FLOOR | I | 1
1205 | Fire&Safety | ASG/I-11/FS/H2O/206 | H2O | I-BLOCK 11TH FLOOR | I | 1
1206 | Fire&Safety | ASG/I-12/FS/H2O/207 | H2O | I-BLOCK 12TH FLOOR | I | 1
1207 | Fire&Safety | ASG/I-13/FS/H2O/208 | H2O | I-BLOCK 13TH FLOOR | I | 1
1208 | Fire&Safety | ASG/I-14/FS/H2O/209 | H2O | I-BLOCK 14TH FLOOR | I | 1
1209 | Fire&Safety | ASG/I-15/FS/H2O/210 | H2O | I-BLOCK 15TH FLOOR | I | 1
1210 | Fire&Safety | ASG/I-16/FS/H2O/211 | H2O | I-BLOCK 16TH FLOOR | I | 1
1211 | Fire&Safety | ASG/I-17/FS/H2O/212 | H2O | I-BLOCK 17TH FLOOR | I | 1
1212 | Fire&Safety | ASG/I-18/FS/H2O/213 | H2O | I-BLOCK 18TH FLOOR | I | 1
1213 | Fire&Safety | ASG/I-19/FS/H2O/214 | H2O | I-BLOCK 19TH FLOOR | I | 1
1214 | Fire&Safety | ASG/B1/A-17/FS/H20/217 | H2O | CELLAR A-17TH PILLAR | A | 1
1215 | Fire&Safety | ASG/B1/A-15/FS/H2O/218 | H2O | CELLAR A-15TH PILLAR | A | 1
1216 | Fire&Safety | ASG/B1/A-15/FS/H2O/219 | H2O | CELLAR A-15TH PILLAR | A | 1
1217 | Fire&Safety | ASG/B1/A-13/FS/H2O/220 | H2O | CELLAR A-13TH PILLAR | A | 1
1218 | Fire&Safety | ASG/B1/A-40/FS/H2O/221 | H2O | CELLAR A-40TH PILLAR | A | 1
1219 | Fire&Safety | ASG/B1/A-39/FS/H2O/222 | H2O | CELLAR A-39TH PILLAR | A | 1
1220 | Fire&Safety | ASG/B1/A-TOILET/FS/H2O/223 | H2O | CELLAR A-(TOILET)PILLAR | A | 1
1221 | Fire&Safety | ASG/B1/A-37/FS/H2O/224 | H2O | CELLAR A-37TH PILLAR | A | 1
1222 | Fire&Safety | ASG/B1/A-36/FS/H2O/225 | H2O | CELLAR A-36TH PILLAR | A | 1
1223 | Fire&Safety | ASG/B1/A-10/FS/H2O/226 | H2O | CELLAR A-10TH PILLAR | A | 1
1224 | Fire&Safety | ASG/B1/A-LTOIL/FS/H2O/227 | H2O | CELLAR A-(LTOILET)PILLAR | A | 1
1225 | Fire&Safety | ASG/B1/A-34/FS/H2O/228 | H2O | CELLAR A-34TH PILLAR | A | 1
1226 | Fire&Safety | ASG/B1/A-06/FS/H2O/229 | H2O | CELLAR A-06TH PILLAR | A | 1
1227 | Fire&Safety | ASG/B1/A-04/FS/H2O/230 | H2O | CELLAR A-04TH PILLAR | A | 1
1228 | Fire&Safety | ASG/B1/A-30/FS/H2O/231 | H2O | CELLAR A-30TH PILLAR | A | 1
1229 | Fire&Safety | ASG/B1/A-01/FS/H2O/232 | H2O | CELLAR A-01ST PILLAR | A | 1
1230 | Fire&Safety | ASG/B1/A-26/FS/H2O/233 | H2O | CELLAR A-26TH PILLAR | A | 1
1231 | Fire&Safety | ASG/B1/A-ELEPAN/FS/H24/234 | H2O | CELLAR A-(ELE-ROOM)PILLAR | A | 1
1232 | Fire&Safety | ASG/B1/A-22/FS/CO2/H2O/235 | H2O | CELLAR A-22ND PILLAR | A | 1
1233 | Fire&Safety | ASG/B1/89-GREEN/FS/H2O/236 | H2O | CELLAR A-(GREENPILLAR) | A | 1
1234 | Fire&Safety | ASG/B1/A-20/FS/H2O/237 | H2O | CELLAR A-20TH PILLAR | A | 1
1235 | Fire&Safety | ASG/B1/A-LIFT/FS/H2O/238 | H2O | CELLAR A-LIFT PILLAR | A | 1
1236 | Fire&Safety | ASG/B1/B-33/FS/H2O/239 | H2O | CELLAR B-33TH PILLAR | B | 1
1237 | Fire&Safety | ASG/B1/B-12/FS/H2O/240 | H2O | CELLAR B-12TH PILLAR | B | 1
1238 | Fire&Safety | ASG/B1/B-31/FS/H2O/241 | H2O | CELLAR B-31ST PILLAR | B | 1
1239 | Fire&Safety | ASG/B1/B-40/FS/H2O/242 | H2O | CELLAR B-40TH PILLAR | B | 1
1240 | Fire&Safety | ASG/B1/B-39/FS/H2O/243 | H2O | CELLAR B-39TH PILLAR | B | 1
1241 | Fire&Safety | ASG/B1/B-37/FS/H2O/244 | H2O | CELLAR B-37TH PILLAR | B | 1
1242 | Fire&Safety | ASG/B1/B-37/FS/H2O/245 | H2O | CELLAR B-37TH PILLAR | B | 1
1243 | Fire&Safety | ASG/B1/B-46/FS/H2O/246 | H2O | CELLAR B-46TH PILLAR | B | 1
1244 | Fire&Safety | ASG/B1/B-26/FS/H2O/247 | H2O | CELLAR B-26TH PILLAR | B | 1
1245 | Fire&Safety | ASG/B1/B-51/FS/H2O/248 | H2O | CELLAR B-51ST PILLAR | B | 1
1246 | Fire&Safety | ASG/B1/B-23/FSH2O2/249 | H2O | CELLAR B-23RD PILLAR | B | 1
1247 | Fire&Safety | ASG/B1/B-02/FS/H2O/250 | H2O | CELLAR B-02ND PILLAR | B | 1
1248 | Fire&Safety | ASG/B1/B-35/FS/H2O/251 | H2O | CELLAR B-35TH PILLAR | B | 1
1249 | Fire&Safety | ASG/B1/C-16/FS/H2O/252 | H2O | CELLAR C-16TH PILLAR | C | 1
1250 | Fire&Safety | ASG/B1/C-19/FS/H2O/253 | H2O | CELLAR C-19TH PILLAR | C | 1
1251 | Fire&Safety | ASG/B1/C-46/FS/H2O/254 | H2O | CELLAR C-46TH PILLAR | C | 1
1252 | Fire&Safety | ASG/B1/C-41/FS/H2O/255 | H2O | CELLAR C-41ST PILLAR | C | 1
1253 | Fire&Safety | ASG/B1/C-39/FS/H2O/256 | H2O | CELLAR C-39TH PILLAR | C | 1
1254 | Fire&Safety | ASG/B1/C-12/FS/H2O/257 | H2O | CELLAR C-12TH PILLAR | C | 1
1255 | Fire&Safety | ASG/B1/C-37/FS/H2O/258 | H2O | CELLAR C-37TH PILLAR | C | 1
1256 | Fire&Safety | ASG/B1/C-41/FS/H2O/259 | H2O | CELLAR C-41ST PILLAR | C | 1
1257 | Fire&Safety | ASG/B1/C-38/FS/H2O/260 | H2O | CELLAR C-38TH PILLAR | C | 1
1258 | Fire&Safety | ASG/B1/C-33/FS/H2O/261 | H2O | CELLAR C-33TH PILLAR | C | 1
1259 | Fire&Safety | ASG/B1/C-31/FS/H2O/262 | H2O | CELLAR C-31ST PILLAR | C | 1
1260 | Fire&Safety | ASG/B1/C-30/FS/H2O/263 | H2O | CELLAR C-30TH PILLAR | C | 1
1261 | Fire&Safety | ASG/B1/C-28/FS/H2O/264 | H2O | CELLAR C-28TH PILLAR | C | 1
1262 | Fire&Safety | ASG/B1/C-24/FS/H2O/265 | H2O | CELLAR C-24TH PILLAR | C | 1
1263 | Fire&Safety | ASG/B1/D-39/FS/H2O/266 | H2O | CELLAR D-39TH PILLAR | D | 1
1264 | Fire&Safety | ASG/B1/D-41/FS/H2O/267 | H2O | CELLAR D-41ST PILLAR | D | 1
1265 | Fire&Safety | ASG/B1/D-42/FS/H2O/268 | H2O | CELLAR D-42TH PILLAR | D | 1
1266 | Fire&Safety | ASG/B1/D-17/FS/H2O/269 | H2O | CELLAR D17TH PILLAR | D | 1
1267 | Fire&Safety | ASG/B1/D-45/FS/H2OH/270 | H2O | CELLAR D-45TH PILLAR | D | 1
1268 | Fire&Safety | ASG/B1/D-47/FS/H2O/271 | H2O | CELLAR D-47TH PILLAR | D | 1
1269 | Fire&Safety | ASG/B1/D-22/FS/H2OH/272 | H2O | CELLAR D-22TH PILLAR | D | 1
1270 | Fire&Safety | ASG/B1/D-24/FS/H2O/273 | H2O | CELLAR D-24TH PILLAR | D | 1
1271 | Fire&Safety | ASG/B1/D-27/FS/H2O/274 | H2O | CELLAR D-27TH PILLAR | D | 1
1272 | Fire&Safety | ASG/B1/D-30/FS/H2O/275 | H2O | CELLAR D-30TH PILLAR | D | 1
1273 | Fire&Safety | ASG/B1/D-08/FS/H2O/276 | H2O | CELLAR D-08TH PILLAR | D | 1
1274 | Fire&Safety | ASG/B1/D-34/FS/H2O/277 | H2O | CELLAR D-34TH PILLAR | D | 1
1275 | Fire&Safety | ASG/B1/D-12/FS/H2O/278 | H2O | CELLAR D-12TH PILLAR | D | 1
1276 | Fire&Safety | ASG/B1/D-36/FS/H2O/279 | H2O | CELLAR D-36TH PILLAR | D | 1
1277 | Fire&Safety | ASG/B1/E-02/FS/H2O/280 | H2O | CELLAR E-02TH PILLAR | E | 1
1278 | Fire&Safety | ASG/B1/E-25/FS/H2O/281 | H2O | CELLAR E-25TH PILLAR | E | 1
1279 | Fire&Safety | ASG/B1/E-24/FS/H2O/282 | H2O | CELLAR E-24TH PILLAR | E | 1
1280 | Fire&Safety | ASG/B1/E-22/FS/H2O/283 | H2O | CELLAR E-22TH PILLAR | E | 1
1281 | Fire&Safety | ASG/B1/E-20/FS/H2O/284 | H2O | CELLAR E-20TH PILLAR | E | 1
1282 | Fire&Safety | ASG/B1/E-16/FS/H2O/285 | H2O | CELLAR E-16TH PILLAR | E | 1
1283 | Fire&Safety | ASG/B1/E-12/FS/H2O/286 | H2O | CELLAR E-12TH PILLAR | E | 1
1284 | Fire&Safety | ASG/B1/E-09/FS/H2O/287 | H2O | CELLAR E-12TH PILLAR | E | 1
1285 | Fire&Safety | ASG/B1/E-27/FS/H2O/288 | H2O | CELLAR E-27TH PILLAR | E | 1
1286 | Fire&Safety | ASG/B1/E-06/FS/H2O/289 | H2O | CELLAR E-06TH PILLAR | E | 1
1287 | Fire&Safety | ASG/B1/E-09/FS/H2O/290 | H2O | CELLAR E-09TH PILLAR | E | 1
1288 | Fire&Safety | ASG/B1/F-55/FS/H2O/291 | H2O | CELLAR F-55TH PILLAR | F | 1
1289 | Fire&Safety | ASG/B1/F-LIFT/FS/H2O/292 | H2O | CELLAR F-LIFT PILLAR | F | 1
1290 | Fire&Safety | ASG/B1/F-38/FS/H2O/293 | H2O | CELLAR F-38TH PILLAR | F | 1
1291 | Fire&Safety | ASG/B1/F-41/FS/H2O/294 | H2O | CELLAR F-41ST PILLAR | F | 1
1292 | Fire&Safety | ASG/B1/F-46/FS/H2O/295 | H2O | CELLAR F-46TH PILLAR | F | 1
1293 | Fire&Safety | ASG/B1/F-44/FS/H2O/296 | H2O | CELLAR F-44TH PILLAR | F | 1
1294 | Fire&Safety | ASG/B1/F-32/FS/H2O/297 | H2O | CELLAR F-32TH PILLAR | F | 1
1295 | Fire&Safety | ASG/B1/G-28/FS/H2O/298 | H2O | CELLAR G-28TH PILLAR | G | 1
1296 | Fire&Safety | ASG/B1/G-02/FS/H2O/299 | H2O | CELLAR G-02ND PILLAR | G | 1
1297 | Fire&Safety | ASG/B1/G-06/FS/H2O/300 | H2O | CELLAR G-06TH PILLAR | G | 1
1298 | Fire&Safety | ASG/B1/G-13/FS/H2O/301 | H2O | CELLAR G-13TH PILLAR | G | 1
1299 | Fire&Safety | ASG/B1/G-10/FS/H2O/302 | H2O | CELLAR G-10TH PILLAR | G | 1
1300 | Fire&Safety | ASG/B1/G-16/FS/H2O/303 | H2O | CELLAR G-16TH PILLAR | G | 1
1301 | Fire&Safety | ASG/B1/G-15/FS/H2O/304 | H2O | CELLAR G-15TH PILLAR | G | 1
1302 | Fire&Safety | ASG/B1/G-19/FS/H2O2/305 | H2O | CELLAR G-19TH PILLAR | G | 1
1303 | Fire&Safety | ASG/B1/G-30/FS/H2O2/306 | H2O | CELLAR G-30TH PILLAR | G | 1
1304 | Fire&Safety | ASG/B1/G-34/FS/H2O/307 | H2O | CELLAR G-34TH PILLAR | G | 1
1305 | Fire&Safety | ASG/B1/G-LIFT/FS/H2O/308 | H2O | CELLAR G-LIFT | G | 1
1306 | Fire&Safety | ASG/B1/H-13/FS/H2O/319 | H2O | CELLAR H-13TH PILLAR | H | 1
1307 | Fire&Safety | ASG/B1/H-09/FS/H2O/310 | H2O | CELLAR H-09TH PILLAR | H | 1
1308 | Fire&Safety | ASG/B1/H-07/FS/H2O/311 | H2O | CELLAR H-07TH PILLAR | H | 1
1309 | Fire&Safety | ASG/B1/H-04/FS/H2O/312 | H2O | CELLAR H-04TH PILLAR | H | 1
1310 | Fire&Safety | ASG/B1/H-01/FS/H2O/313 | H2O | CELLAR H-01ST PILLAR | H | 1
1311 | Fire&Safety | ASG/B1/H-26/FS/H2O/314 | H2O | CELLAR H-26TH PILLAR | H | 1
1312 | Fire&Safety | ASG/B1/H-21/FS/H2O/315 | H2O | CELLAR H-21ST PILLAR | H | 1
1313 | Fire&Safety | ASG/B1/H-17/FS/H2O/316 | H2O | CELLAR H-17TH PILLAR | H | 1
1314 | Fire&Safety | ASG/B1/I-17/FS/H2O/317 | H2O | CELLAR I-17TH PILLAR | I | 1
1315 | Fire&Safety | ASG/B1/I-34/FS/H2O/318 | H2O | CELLAR I-34TH PILLAR | I | 1
1316 | Fire&Safety | ASG/B1/I-14/FS/H2O/319 | H2O | CELLAR I-34TH PILLAR | I | 1
1317 | Fire&Safety | ASG/B1/I-32/FS/H2O/320 | H2O | CELLAR I-32TH PILLAR | I | 1
1318 | Fire&Safety | ASG/B1/I-30/FS/H2O/321 | H2O | CELLAR I-30TH PILLAR | I | 1
1319 | Fire&Safety | ASG/B1/I-26/FS/H2O/322 | H2O | CELLAR I-26TH PILLAR | I | 1
1320 | Fire&Safety | ASG/B1/I-06/FS/H2O/323 | H2O | CELLAR I-06TH PILLAR | I | 1
1321 | Fire&Safety | ASG/B1/I-01/FS/H2O/324 | H2O | CELLAR I-01ST PILLAR | I | 1
1322 | Fire&Safety | ASG/B1/I-21/FS/H2O/325 | H2O | CELLAR I-21ST PILLAR | I | 1
1323 | Fire&Safety | ASG/B2/A-LIFT/FS/H2O/326 | H2O | SUB CELLAR A-LIFT | A | 1
1324 | Fire&Safety | ASG/B2/A-59/FS/H2O/327 | H2O | SUB CELLAR A-59TH PILLAR | A | 1
1325 | Fire&Safety | ASG/B2/A-57/FS/H2O/328 | H2O | SUB CELLAR A-57TH PILLAR | A | 1
1326 | Fire&Safety | ASG/B2/A-56/FS/H2O/329 | H2O | SUB CELLAR A-56TH PILLAR | A | 1
1327 | Fire&Safety | ASG/B2/A-54/FS/H2O/330 | H2O | SUB CELLAR A-54TH PILLAR | A | 1
1328 | Fire&Safety | ASG/B2/A-58/FS/H2O/331 | H2O | SUB CELLAR A-58TH PILLAR | A | 1
1329 | Fire&Safety | ASG/B2/A-78/FS/H2O/332 | H2O | SUB CELLAR A-78TH PILLAR | A | 1
1330 | Fire&Safety | ASG/B2/A-79/FS/H2O/333 | H2O | SUB CELLAR A-79TH PILLAR | A | 1
1331 | Fire&Safety | ASG/B2/A-76/FS/H2O/334 | H2O | SUB CELLAR A-76TH PILLAR | A | 1
1332 | Fire&Safety | ASG/B2/A-75/FS/H2O/335 | H2O | SUB CELLAR A-75TH PILLAR | A | 1
1333 | Fire&Safety | ASG/B2/A-52/FS/H2O/336 | H2O | SUB CELLAR A-52ND PILLAR | A | 1
1334 | Fire&Safety | ASG/B2/A-53/FS/H2O/337 | H2O | SUB CELLAR A-53TH PILLAR | A | 1
1335 | Fire&Safety | ASG/B2/A-50/FS/H2O/338 | H2O | SUB CELLAR A-50TH PILLAR | A | 1
1336 | Fire&Safety | ASG/B2/A-48/FS/H2O/349 | H2O | SUB CELLAR A-48TH PILLAR | A | 1
1337 | Fire&Safety | ASG/B2/A-71/FS/H2O/340 | H2O | SUB CELLAR A-71ST PILLAR | A | 1
1338 | Fire&Safety | ASG/B2/A-46/FS/H2O/341 | H2O | SUB CELLAR A-46TH PILLAR | A | 1
1339 | Fire&Safety | ASG/B2/A-69/FS/H2O/342 | H2O | SUB CELLAR A-69TH PILLAR | A | 1
1340 | Fire&Safety | ASG/B2/A-43/FS/H2O/343 | H2O | SUB CELLAR A-43RD PILLAR | A | 1
1341 | Fire&Safety | ASG/B2/A-67/FS/H2O/344 | H2O | SUB CELLAR A-67TH PILLAR | A | 1
1342 | Fire&Safety | ASG/B2/A-WS/FS/H2O/345 | H2O | SUB CELLAR A-WATER SUMP | A | 1
1343 | Fire&Safety | ASG/B2/A-STP/FS/H2O/346 | H2O | SUB CELLAR A-STP | A | 1
1344 | Fire&Safety | ASG/B2/A-46/FS/H2O/347 | H2O | SUB CELLAR A-46TH PILLAR | A | 1
1345 | Fire&Safety | ASG/B2/A-83/FS/H2O/348 | H2O | SUB CELLAR A-83RD PILLAR | A | 1
1346 | Fire&Safety | ASG/B2/A-86/FS/H2O/349 | H2O | SUB CELLAR A-86TH PILLAR | A | 1
1347 | Fire&Safety | ASG/B2/A-82/FS/H2O/350 | H2O | SUB CELLAR A-82ND PILLAR | A | 1
1348 | Fire&Safety | ASG/B2/A-STP 30/FS/H2O/351 | H2O | SUB CELLAR A-STP 30 PILLAR | A | 1
1349 | Fire&Safety | ASG/B2/A-STP 31/FS/H2O/352 | H2O | SUB CELLAR A-STP 31 PILLAR | A | 1
1350 | Fire&Safety | ASG/B2/B-92/FS/H2O/353 | H2O | SUB CELLAR B-92ND PILLAR | B | 1
1351 | Fire&Safety | ASG/B2/B-63/FS/H2O/354 | H2O | SUB CELLAR B-63RD PILLAR | B | 1
1352 | Fire&Safety | ASG/B2/B-71/FS/H2O/355 | H2O | SUB CELLAR B-71ST PILLAR | B | 1
1353 | Fire&Safety | ASG/B2/B-66/FS/H2O/356 | H2O | SUB CELLAR B-66TH PILLAR | B | 1
1354 | Fire&Safety | ASG/B2/B-70/FS/H2O/357 | H2O | SUB CELLAR B-70TH PILLAR | B | 1
1355 | Fire&Safety | ASG/B2/B-75/FS/H2O/358 | H2O | SUB CELLAR B-75TH PILLAR | B | 1
1356 | Fire&Safety | ASG/B2/B-77/FS/H2O/359 | H2O | SUB CELLAR B-77TH PILLAR | B | 1
1357 | Fire&Safety | ASG/B2/B-55/FS/H2O/360 | H2O | SUB CELLAR B-55TH PILLAR | B | 1
1358 | Fire&Safety | ASG/B2/B-57/FS/H2O/361 | H2O | SUB CELLAR B-57TH PILLAR | B | 1
1359 | Fire&Safety | ASG/B2/B-81/FS/H2O/362 | H2O | SUB CELLAR B-81ST PILLAR | B | 1
1360 | Fire&Safety | ASG/B2/B-83/FS/H2O/363 | H2O | SUB CELLAR B-83RD PILLAR | B | 1
1361 | Fire&Safety | ASG/B2/C-47/FS/H2O/364 | H2O | SUB CELLAR C-47TH PILLAR | C | 1
1362 | Fire&Safety | ASG/B2/C-65/FS/H2O/365 | H2O | SUB CELLAR C-65TH PILLAR | C | 1
1363 | Fire&Safety | ASG/B2/C-63/FS/H2O/366 | H2O | SUB CELLAR C-63RD PILLAR | C | 1
1364 | Fire&Safety | ASG/B2/C-85/FS/H2O/367 | H2O | SUB CELLAR C-85TH PILLAR | C | 1
1365 | Fire&Safety | ASG/B2/C-61/FS/H2O/368 | H2O | SUB CELLAR C-61ST PILLAR | C | 1
1366 | Fire&Safety | ASG/B2/C-59/FS/H2O/369 | H2O | SUB CELLAR C-59TH PILLAR | C | 1
1367 | Fire&Safety | ASG/B2/C-80/FS/H2O/370 | H2O | SUB CELLAR C-80TH PILLAR | C | 1
1368 | Fire&Safety | ASG/B2/C-57/FS/H2O/371 | H2O | SUB CELLAR C-57TH PILLAR | C | 1
1369 | Fire&Safety | ASG/B2/C-55/FS/H2O/372 | H2O | SUB CELLAR C-55TH PILLAR | C | 1
1370 | Fire&Safety | ASG/B2/C-54/FS/H2O/373 | H2O | SUB CELLAR C-54TH PILLAR | C | 1
1371 | Fire&Safety | ASG/B2/C-52/FS/H2O/374 | H2O | SUB CELLAR C-52ND PILLAR | C | 1
1372 | Fire&Safety | ASG/B2/C-73/FS/H2O/375 | H2O | SUB CELLAR C-73RD PILLAR | C | 1
1373 | Fire&Safety | ASG/B2/C-50/FS/H2O/376 | H2O | SUB CELLAR C-50TH PILLAR | C | 1
1374 | Fire&Safety | ASG/B2/C-69/FS/H2O/377 | H2O | SUB CELLAR C-69TH PILLAR | C | 1
1375 | Fire&Safety | ASG/B2/D-71/FS/H2O/378 | H2O | SUB CELLAR D-71ST PILLAR | D | 1
1376 | Fire&Safety | ASG/B2/D-84/FS/H2O/379 | H2O | SUB CELLAR D-84TH PILLAR | D | 1
1377 | Fire&Safety | ASG/B2/D-79/FS/H2O/380 | H2O | SUB CELLAR D-79TH PILLAR | D | 1
1378 | Fire&Safety | ASG/B2/D-81/FS/H2O/381 | H2O | SUB CELLAR D-81ST PILLAR | D | 1
1379 | Fire&Safety | ASG/B2/D-83/FS/H2O/382 | H2O | SUB CELLAR D-83TH PILLAR | D | 1
1380 | Fire&Safety | ASG/B2/D-94/FS/H2O/383 | H2O | SUB CELLAR D-94TH PILLAR | D | 1
1381 | Fire&Safety | ASG/B2/D-93/FS/H2O/384 | H2O | SUB CELLAR D-93TH PILLAR | D | 1
1382 | Fire&Safety | ASG/B2/D-50/FS/H2O/385 | H2O | SUB CELLAR D-50TH PILLAR | D | 1
1383 | Fire&Safety | ASG/B2/D-67/FS/H2O/386 | H2O | SUB CELLAR D-67TH PILLAR | D | 1
1384 | Fire&Safety | ASG/B2/D-63/FS/H2O/387 | H2O | SUB CELLAR D-63RD PILLAR | D | 1
1385 | Fire&Safety | ASG/B2/D-53/FS/H2O/388 | H2O | SUB CELLAR D-53RD PILLAR | D | 1
1386 | Fire&Safety | ASG/B2/D-35/FS/H2O/389 | H2O | SUB CELLAR D-35TH PILLAR | D | 1
1387 | Fire&Safety | ASG/B2/E-40/FS/H2O/390 | H2O | SUB CELLAR E-40TH PILLAR | E | 1
1388 | Fire&Safety | ASG/B2/E-35/FS/H2O/391 | H2O | SUB CELLAR E-35TH PILLAR | E | 1
1389 | Fire&Safety | ASG/B2/E-60/FS/H2O/392 | H2O | SUB CELLAR E-60TH PILLAR | E | 1
1390 | Fire&Safety | ASG/B2/E-56/FS/H2O/393 | H2O | SUB CELLAR E-56TH PILLAR | E | 1
1391 | Fire&Safety | ASG/B2/E-LIFT/FS/H2O/394 | H2O | SUB CELLAR E-LIFT | E | 1
1392 | Fire&Safety | ASG/B2/F-24/FS/H2O/395 | H2O | SUB CELLAR F-24TH PILLAR | F | 1
1393 | Fire&Safety | ASG/B2/F-ELE/FS/H2O/396 | H2O | SUB CELLAR F-ELE ROOM | F | 1
1394 | Fire&Safety | ASG/B2/F-12/FS/H2O/397 | H2O | SUB CELLAR F-12ND PILLAR | F | 1
1395 | Fire&Safety | ASG/B2/F-15/FS/H2O/398 | H2O | SUB CELLAR F-15TH PILLAR | F | 1
1396 | Fire&Safety | ASG/B2/F-04/FS/H2O/399 | H2O | SUB CELLAR F-04TH PILLAR | F | 1
1397 | Fire&Safety | ASG/B2/G-36/FS/H2O/400 | H2O | SUB CELLAR G-36TH PILLAR | G | 1
1398 | Fire&Safety | ASG/B2/G-59/FS/H2O/401 | H2O | SUB CELLAR G-59TH PILLAR | G | 1
1399 | Fire&Safety | ASG/B2/G-SUMP/FS/H2O/402 | H2O | SUB CELLAR G-SUMP ROOM | G | 1
1400 | Fire&Safety | ASG/B2/G-55/FS/H2O/403 | H2O | SUB CELLAR G-55TH PILLAR | G | 1
1401 | Fire&Safety | ASG/B2/G-65/FS/H2O/404 | H2O | SUB CELLAR G-65TH PILLAR | G | 1
1402 | Fire&Safety | ASG/B2/G-50/FS/H2O/405 | H2O | SUB CELLAR G-50TH PILLAR | G | 1
1403 | Fire&Safety | ASG/B2/G-LIFT/FS/H2O/406 | H2O | SUB CELLAR G-LIFT | G | 1
1404 | Fire&Safety | ASG/B2/H-48/FS/H2O/407 | H2O | SUB CELLAR H-48TH PILLAR | H | 1
1405 | Fire&Safety | ASG/B2/H-71/FS/H2O/408 | H2O | SUB CELLAR H-71ST PILLAR | H | 1
1406 | Fire&Safety | ASG/B2/H-85/FS/H2O/409 | H2O | SUB CELLAR H-85TH PILLAR | H | 1
1407 | Fire&Safety | ASG/B2/H-92/FS/H2O/410 | H2O | SUB CELLAR H-92TH PILLAR | H | 1
1408 | Fire&Safety | ASG/B2/H-75/FS/H2O/411 | H2O | SUB CELLAR H-75TH PILLAR | H | 1
1409 | Fire&Safety | ASG/B2/H-43/FS/H2O/412 | H2O | SUB CELLAR H-43TH PILLAR | H | 1
1410 | Fire&Safety | ASG/B2/H-62/FS/H2O/413 | H2O | SUB CELLAR H-62TH PILLAR | H | 1
1411 | Fire&Safety | ASG/B2/H-71/FS/H2O/414 | H2O | SUB CELLAR H-71TH PILLAR | H | 1
1412 | Fire&Safety | ASG/B2/I-37/FS/H2O/415 | H2O | SUB CELLAR I-37TH PILLAR | I | 1
1413 | Fire&Safety | ASG/B2/I-56/FS/H2O/416 | H2O | SUB CELLAR I-56TH PILLAR | I | 1
1414 | Fire&Safety | ASG/B2/I-89/FS/H2O/417 | H2O | SUB CELLAR I-89TH PILLAR | I | 1
1415 | Fire&Safety | ASG/B2/I-90/FS/H2O/418 | H2O | SUB CELLAR I-90TH PILLAR | I | 1
1416 | Fire&Safety | ASG/B2/I-71/FS/H2O/419 | H2O | SUB CELLAR I-71TH PILLAR | I | 1
1417 | Fire&Safety | ASG/B2/I-71/FS/H2O/420 | H2O | SUB CELLAR I-71TH PILLAR | I | 1
1418 | Fire&Safety | ASG/B2/I-47/FS/H2O/421 | H2O | SUB CELLAR I-47TH PILLAR | I | 1
1419 | Fire&Safety | ASG/B2/I-45/FS/H2O/422 | H2O | SUB CELLAR I-45TH PILLAR | I | 1
1420 | Fire&Safety | ASG/B2/I-68/FS/H2O/423 | H2O | SUB CELLAR I-68TH PILLAR | I | 1
1421 | Fire&Safety | ASG/B2/E-(PR)/FS/H2O/424 | H2O | E-BLOCK PUMPROOM | E | 1
1422 | Fire&Safety | ASG/B2/E-(PR)/FS/H2O/425 | H2O | E-BLOCK PUMPROOM | E | 1
1423 | Fire&Safety | ASG/B2/F(PR)/FS/H2O/426 | H2O | F-BLOCK PUMPROOM | F | 1
1424 | Fire&Safety | ASG/B2/F(PR)/FS/H2O/427 | H2O | F-BLOCK PUMPROOM | F | 1
1425 | Fire&Safety | ASG/B2G-(PR)/FS/H2O/428 | H2O | G-BLOCK PUMPROOM | G | 1
1426 | Fire&Safety | ASG/B2G-(PR)/FS/H2O/429 | H2O | G-BLOCK PUMPROOM | G | 1
1427 | Fire&Safety | ASG/B2/H-(PR)/FS/H2O/430 | H2O | H-BLOCK PUMPROOM | H | 1
1428 | Fire&Safety | ASG/B2/H-(PR)/FS/H2O/431 | H2O | H-BLOCK PUMPROOM | H | 1
1429 | Fire&Safety | ASG/B2/I-(PR)/FS/H2O/432 | H2O | I-BLOCK PUMPROOM | I | 1
1430 | Fire&Safety | ASG/B2/I-(PR)/FS/H2O/433 | H2O | I-BLOCK PUMPROOM | I | 1
1431 | Fire&Safety | ASG/CH/FS/H2O/434 | H2O | CLUB-HOUSE | CH | 1
1432 | Fire&Safety | ASG/CH/FS/H2O/435 | H2O | CLUB-HOUSE | CH | 1
1433 | Fire&Safety | ASG/CH/FS/H2O/436 | H2O | CLUB-HOUSE | CH | 1
1434 | Fire&Safety | ASG/CH/FS/H2O/437 | H2O | CLUB-HOUSE | CH | 1
1435 | Fire&Safety | ASG/CH/FS/H2O/438 | H2O | CLUB-HOUSE | CH | 1
1436 | Fire&Safety | ASG/CH/FS/H2O/439 | H2O | CLUB-HOUSE | CH | 1
1437 | Fire&Safety | ASG/CH/FS/H2O/440 | H2O | CLUB-HOUSE | CH | 1
1438 | Fire&Safety | ASG/CH/FS/H2O/441 | H2O | CLUB-HOUSE | CH | 1
1439 | Fire&Safety | ASG/CH/FS/H2O/442 | H2O | CLUB-HOUSE | CH | 1
1440 | Fire&Safety | ASG/CH/FS/H2O/443 | H2O | CLUB-HOUSE | CH | 1
1441 | Fire&Safety | ASG/CH/FS/H2O/444 | H2O | CLUB-HOUSE | CH | 1
1442 | Fire&Safety | ASG/CH/FS/H2O/445 | H2O | CLUB-HOUSE | CH | 1
1443 | Fire&Safety | ASG/CH/FS/H2O/446 | H2O | CLUB-HOUSE | CH | 1
1444 | Fire&Safety | ASG/CH/FS/H2O/447 | H2O | CLUB-HOUSE | CH | 1
1445
1446 | Fire&Safety | ASG/C-GB/FS/DCP/1 | DCP | C-BLOCK GAS BANK | C | 1
1447 | Fire&Safety | ASG/C-GB/FS/DCP/2 | DCP | C-BLOCK GAS BANK | C | 1
1448 | Fire&Safety | ASG/C-GB/FS/DCP/3 | DCP | C-BLOCK GAS BANK | C | 1
1449 | Fire&Safety | ASG/D-GB/FS/DCP/4 | DCP | D-BLOCK GAS BANK | D | 1
1450 | Fire&Safety | ASG/D-GB/FS/DCP/5 | DCP | D-BLOCK GAS BANK | D | 1
1451 | Fire&Safety | ASG/D-GB/FS/DCP/6 | DCP | D-BLOCK GAS BANK | D | 1
1452 | Fire&Safety | ASG/F-GB/FS/DCP/7 | DCP | F-BLOCK GAS BANK | F | 1
1453 | Fire&Safety | ASG/F-GB/FS/DCP/8 | DCP | F-BLOCK GAS BANK | F | 1
1454 | Fire&Safety | ASG/F-GB/FS/DCP/9 | DCP | F-BLOCK GAS BANK | F | 1
1455 | Fire&Safety | ASG/F-GB/FS/DCP/10 | DCP | F-BLOCK GAS BANK | F | 1
1456 | Fire&Safety | ASG/I-GB/FS/DCP/11 | DCP | I-BLOCK GAS BANK | I | 1
1457 | Fire&Safety | ASG/I-GB/FS/DCP/12 | DCP | I-BLOCK GAS BANK | I | 1
1458 | Fire&Safety | ASG/I-GB/FS/DCP/13 | DCP | I-BLOCK GAS BANK | I | 1
1459 | Fire&Safety | ASG/I-GB/FS/DCP/14 | DCP | I-BLOCK GAS BANK | I | 1
1460 | Fire&Safety | ASG/A-GB/FS/DCP/15 | DCP | A-BLOCK GAS BANK | A | 1
1461 | Fire&Safety | ASG/A-GB/FS/DCP/16 | DCP | A-BLOCK GAS BANK | A | 1
1462 | Fire&Safety | ASG/A-PD/FS/HP/1 | Hydrant Point | A-block Podium | A
1463 | Fire&Safety | ASG/A-PD/FS/HP/2 | Hydrant Point | A-block Podium | A
1464 | Fire&Safety | ASG/A-PD/FS/HP/3 | Hydrant Point | A-block Podium | A
1465 | Fire&Safety | ASG/A-PD/FS/HP/4 | Hydrant Point | A-block Podium | A
1466 | Fire&Safety | ASG/A-PD/FS/HP/5 | Hydrant Point | A-block Podium | A
1467 | Fire&Safety | ASG/A-PD/FS/HP/6 | Hydrant Point | A-block Podium | A
1468 | Fire&Safety | ASG/A-PD/FS/HP/7 | Hydrant Point | A-block Podium | A
1469 | Fire&Safety | ASG/B-PD/FS/HP/8 | Hydrant Point | B-block Podium | B
1470 | Fire&Safety | ASG/B-PD/FS/HP/9 | Hydrant Point | B-block Podium | B
1471 | Fire&Safety | ASG/B-PD/FS/HP/10 | Hydrant Point | B-block Podium | B
1472 | Fire&Safety | ASG/B-PD/FS/HP/11 | Hydrant Point | B-block Podium | B
1473 | Fire&Safety | ASG/B-PD/FS/HP/12 | Hydrant Point | B-block Podium | B
1474 | Fire&Safety | ASG/B-PD/FS/HP/13 | Hydrant Point | B-block Podium | B
1475 | Fire&Safety | ASG/C-PD/FS/HP/14 | Hydrant Point | C-block Podium | C
1476 | Fire&Safety | ASG/C-PD/FS/HP/15 | Hydrant Point | C-block Podium | C
1477 | Fire&Safety | ASG/C-PD/FS/HP/16 | Hydrant Point | C-block Podium | C
1478 | Fire&Safety | ASG/C-PD/FS/HP/17 | Hydrant Point | C-block Podium | C
1479 | Fire&Safety | ASG/C-PD/FS/HP/18 | Hydrant Point | C-block Podium | C
1480 | Fire&Safety | ASG/C-PD/FS/HP/19 | Hydrant Point | C-block Podium | C
1481 | Fire&Safety | ASG/D-PD/FS/HP/20 | Hydrant Point | D-block Podium | D
1482 | Fire&Safety | ASG/D-PD/FS/HP/21 | Hydrant Point | D-block Podium | D
1483 | Fire&Safety | ASG/D-PD/FS/HP/22 | Hydrant Point | D-block Podium | D
1484 | Fire&Safety | ASG/D-PD/FS/HP/23 | Hydrant Point | D-block Podium | D
1485 | Fire&Safety | ASG/D-PD/FS/HP/24 | Hydrant Point | D-block Podium | D
1486 | Fire&Safety | ASG/D-PD/FS/HP/25 | Hydrant Point | D-block Podium | D
1487 | Fire&Safety | ASG/E-PD/FS/HP/26 | Hydrant Point | E-block Podium | E
1488 | Fire&Safety | ASG/E-PD/FS/HP/27 | Hydrant Point | E-block Podium | E
1489 | Fire&Safety | ASG/E-PD/FS/HP/28 | Hydrant Point | E-block Podium | E
1490 | Fire&Safety | ASG/E-PD/FS/HP/29 | Hydrant Point | E-block Podium | E
1491 | Fire&Safety | ASG/E-PD/FS/HP/30 | Hydrant Point | E-block Podium | E
1492 | Fire&Safety | ASG/E-PD/FS/HP/31 | Hydrant Point | E-block Podium | E
1493 | Fire&Safety | ASG/F-PD/FS/HP/32 | Hydrant Point | F-block Podium | F
1494 | Fire&Safety | ASG/F-PD/FS/HP/33 | Hydrant Point | F-block Podium | F
1495 | Fire&Safety | ASG/F-PD/FS/HP/34 | Hydrant Point | F-block Podium | F
1496 | Fire&Safety | ASG/F-PD/FS/HP/35 | Hydrant Point | F-block Podium | F
1497 | Fire&Safety | ASG/F-PD/FS/HP/36 | Hydrant Point | F-block Podium | F
1498 | Fire&Safety | ASG/F-PD/FS/HP/37 | Hydrant Point | F-block Podium | F
1499 | Fire&Safety | ASG/G-PD/FS/HP/38 | Hydrant Point | G-block Podium | G
1500 | Fire&Safety | ASG/G-PD/FS/HP/39 | Hydrant Point | G-block Podium | G
1501 | Fire&Safety | ASG/G-PD/FS/HP/40 | Hydrant Point | G-block Podium | G
1502 | Fire&Safety | ASG/G-PD/FS/HP/41 | Hydrant Point | G-block Podium | G
1503 | Fire&Safety | ASG/G-PD/FS/HP/42 | Hydrant Point | G-block Podium | G
1504 | Fire&Safety | ASG/G-PD/FS/HP/43 | Hydrant Point | G-block Podium | G
1505 | Fire&Safety | ASG/H-PD/FS/HP/44 | Hydrant Point | H-block Podium | H
1506 | Fire&Safety | ASG/H-PD/FS/HP/45 | Hydrant Point | H-block Podium | H
1507 | Fire&Safety | ASG/H-PD/FS/HP/46 | Hydrant Point | H-block Podium | H
1508 | Fire&Safety | ASG/H-PD/FS/HP/47 | Hydrant Point | H-block Podium | H
1509 | Fire&Safety | ASG/H-PD/FS/HP/48 | Hydrant Point | H-block Podium | H
1510 | Fire&Safety | ASG/H-PD/FS/HP/49 | Hydrant Point | H-block Podium | H
1511 | Fire&Safety | ASG/I-PD/FS/HP/50 | Hydrant Point | I-block Podium | I
1512 | Fire&Safety | ASG/I-PD/FS/HP/51 | Hydrant Point | I-block Podium | I
1513 | Fire&Safety | ASG/I-PD/FS/HP/52 | Hydrant Point | I-block Podium | I
1514 | Fire&Safety | ASG/I-PD/FS/HP/53 | Hydrant Point | I-block Podium | I
1515 | Fire&Safety | ASG/I-PD/FS/HP/54 | Hydrant Point | I-block Podium | I
1516 | Fire&Safety | ASG/I-PD/FS/HP/55 | Hydrant Point | I-block Podium | I
1517 | Fire&Safety | ASG/CH-PD/FS/HP/56 | Hydrant Point | club house podium | CH
1518 | Fire&Safety | ASG/CH-PD/FS/HP/57 | Hydrant Point | club house podium | CH
1519 | Fire&Safety | ASG/CH-PD/FS/HP/58 | Hydrant Point | club house podium | CH
1520 | Fire&Safety | ASG/AB1-03/FS/HP/1 | Hydrant Point | A-block cellar | A
1521 | Fire&Safety | ASG/AB1-09/FS/HP/2 | Hydrant Point | A-block cellar | A
1522 | Fire&Safety | ASG/AB1-15/FS/HP/3 | Hydrant Point | A-block cellar | A
1523 | Fire&Safety | ASG/AB1-22/FS/HP/4 | Hydrant Point | A-block cellar | A
1524 | Fire&Safety | ASG/BB1-01/FS/HP/5 | Hydrant Point | B-block cellar | B
1525 | Fire&Safety | ASG/BB1-10/FS/HP/6 | Hydrant Point | B-block cellar | B
1526 | Fire&Safety | ASG/BB1-43/FS/HP/7 | Hydrant Point | B-block cellar | B
1527 | Fire&Safety | ASG/BB1-52/FS/HP/8 | Hydrant Point | B-block cellar | B
1528 | Fire&Safety | ASG/CB1-01/FS/HP/9 | Hydrant Point | C-block cellar | C
1529 | Fire&Safety | ASG/CB1-07/FS/HP/10 | Hydrant Point | C-block cellar | C
1530 | Fire&Safety | ASG/CB1-13/FS/HP/11 | Hydrant Point | C-block cellar | C
1531 | Fire&Safety | ASG/DB1-01/FS/HP/12 | Hydrant Point | D- block celler | D
1532 | Fire&Safety | ASG/DB1-13/FS/HP/13 | Hydrant Point | D- block celler | D
1533 | Fire&Safety | ASG/DB1-19/FS/HP/14 | Hydrant Point | D- block celler | D
1534 | Fire&Safety | ASG/EB1-10/FS/HP/15 | Hydrant Point | E- block celler | E
1535 | Fire&Safety | ASG/EB1-22/FS/HP/16 | Hydrant Point | E- block celler | E
1536 | Fire&Safety | ASG/FB1-23/FS/HP/17 | Hydrant Point | F-block celler | F
1537 | Fire&Safety | ASG/FB1-ELE/FS/HP/18 | Hydrant Point | F-block celler | F
1538 | Fire&Safety | ASG/GB1-04/FS/HP/19 | Hydrant Point | G- block celler | G
1539 | Fire&Safety | ASG/GB1-09/FS/HP/20 | Hydrant Point | G- block celler | G
1540 | Fire&Safety | ASG/GB1-16/FS/HP/21 | Hydrant Point | G- block celler | G
1541 | Fire&Safety | ASG/GB1-27/FS/HP/22 | Hydrant Point | G- block celler | G
1542 | Fire&Safety | ASG/GB1-34/FS/HP/23 | Hydrant Point | G- block celler | G
1543 | Fire&Safety | ASG/HB1-04/FS/HP/24 | Hydrant Point | H- block celler | H
1544 | Fire&Safety | ASG/HB1-09/FS/HP/25 | Hydrant Point | H- block celler | H
1545 | Fire&Safety | ASG/HB1-22/FS/HP/26 | Hydrant Point | H- block celler | H
1546 | Fire&Safety | ASG/IB1-01/FS/HP/27 | Hydrant Point | I- block celler | I
1547 | Fire&Safety | ASG/IB1-27/FS/HP/28 | Hydrant Point | I- block celler | I
1548 | Fire&Safety | ASG/IB1-34/FS/HP/29 | Hydrant Point | I- block celler | I
1549 | Fire&Safety | ASG/AB2-45/FS/HP/30 | Hydrant Point | A- block sub celler | A
1550 | Fire&Safety | ASG/AB2-51/FS/HP/31 | Hydrant Point | A-block sub celler | A
1551 | Fire&Safety | ASG/AB2-62/FS/HP/32 | Hydrant Point | A-block sub celler | A
1552 | Fire&Safety | ASG/AB2-79/FS/HP/33 | Hydrant Point | A-block sub celler | A
1553 | Fire&Safety | ASG/BB2-65/FS/HP/34 | Hydrant Point | B- block sub celler | B
1554 | Fire&Safety | ASG/BB2-72/FS/HP/35 | Hydrant Point | B- block sub celler | B
1555 | Fire&Safety | ASG/BB2-80/FS/HP/36 | Hydrant Point | B- block sub celler | B
1556 | Fire&Safety | ASG/BB2-91/FS/HP/37 | Hydrant Point | B- block sub celler | B
1557 | Fire&Safety | ASG/CB2-74/FS/HP/38 | Hydrant Point | C- block sub celler | C
1558 | Fire&Safety | ASG/CB2-80/FS/HP/39 | Hydrant Point | C- block sub celler | C
1559 | Fire&Safety | ASG/CB2-86/FS/HP/40 | Hydrant Point | C- block sub celler | C
1560 | Fire&Safety | ASG/DB2-55/FS/HP/41 | Hydrant Point | D- block sub celler | D
1561 | Fire&Safety | ASG/DB2-57/FS/HP/42 | Hydrant Point | D- block sub celler | D
1562 | Fire&Safety | ASG/DB2-71/FS/HP/43 | Hydrant Point | D- block sub celler | D
1563 | Fire&Safety | ASG/DB2-86/FS/HP/44 | Hydrant Point | D- block sub celler | D
1564 | Fire&Safety | ASG/EB2-42/FS/HP/45 | Hydrant Point | E- block sub celler | E
1565 | Fire&Safety | ASG/EB2-58/FS/HP/46 | Hydrant Point | E- block sub celler | E
1566 | Fire&Safety | ASG/FB2-33/FS/HP/47 | Hydrant Point | F- block sub celler | F
1567 | Fire&Safety | ASG/FB2-39/FS/HP/48 | Hydrant Point | F- block sub celler | F
1568 | Fire&Safety | ASG/FB2-47/FS/HP/49 | Hydrant Point | F- block sub celler | F
1569 | Fire&Safety | ASG/GB2-38/FS/HP/50 | Hydrant Point | G- block sub celler | G
1570 | Fire&Safety | ASG/GB2-50/FS/HP/51 | Hydrant Point | G- block sub celler | G
1571 | Fire&Safety | ASG/GB2-56/FS/HP/52 | Hydrant Point | G- block sub celler | G
1572 | Fire&Safety | ASG/GB2-60/FS/HP/53 | Hydrant Point | G- block sub celler | G
1573 | Fire&Safety | ASG/HB2-44/FS/HP/54 | Hydrant Point | H- block sub celler | H
1574 | Fire&Safety | ASG/HB2-49/FS/HP/55 | Hydrant Point | H- block sub celler | H
1575 | Fire&Safety | ASG/HB2-63/FS/HP/56 | Hydrant Point | H- block sub celler | H
1576 | Fire&Safety | ASG/HB2-86/FS/HP/57 | Hydrant Point | H- block sub celler | H
1577 | Fire&Safety | ASG/IB2-38/FS/HP/58 | Hydrant Point | I- block sub celler | I
1578 | Fire&Safety | ASG/IB2-48/FS/HP/59 | Hydrant Point | I- block sub celler | I
1579 | Fire&Safety | ASG/A-B2(HRD)/FS/HP/1 | Hydrant Point | A-block | A
1580 | Fire&Safety | ASG/A-B1(HRD)/FS/HP/2 | Hydrant Point | A-block | A
1581 | Fire&Safety | ASG/A-G(HRD)/FS/HP/3 | Hydrant Point | A-block | A
1582 | Fire&Safety | ASG/A-1(HRD)/FS/HP/4 | Hydrant Point | A-block | A
1583 | Fire&Safety | ASG/A-2(HRD)/FS/HP/5 | Hydrant Point | A-block | A
1584 | Fire&Safety | ASG/A-3(HRD)/FS/HP/6 | Hydrant Point | A-block | A
1585 | Fire&Safety | ASG/A-4(HRD)/FS/HP/7 | Hydrant Point | A-block | A
1586 | Fire&Safety | ASG/A-5(HRD)/FS/HP/8 | Hydrant Point | A-block | A
1587 | Fire&Safety | ASG/A-6(HRD)/FS/HP/9 | Hydrant Point | A-block | A
1588 | Fire&Safety | ASG/A-7(HRD)/FS/HP/10 | Hydrant Point | A-block | A
1589 | Fire&Safety | ASG/A-8(HRD)/FS/HP/11 | Hydrant Point | A-block | A
1590 | Fire&Safety | ASG/A-9(HRD)/FS/HP/12 | Hydrant Point | A-block | A
1591 | Fire&Safety | ASG/A-10(HRD)/FS/HP/13 | Hydrant Point | A-block | A
1592 | Fire&Safety | ASG/A-11(HRD)/FS/HP/14 | Hydrant Point | A-block | A
1593 | Fire&Safety | ASG/A-12(HRD)/FS/HP/15 | Hydrant Point | A-block | A
1594 | Fire&Safety | ASG/A-13(HRD)/FS/HP/16 | Hydrant Point | A-block | A
1595 | Fire&Safety | ASG/A-14(HRD)/FS/HP/17 | Hydrant Point | A-block | A
1596 | Fire&Safety | ASG/A-15(HRD)/FS/HP/18 | Hydrant Point | A-block | A
1597 | Fire&Safety | ASG/A-16(HRD)/FS/HP/19 | Hydrant Point | A-block | A
1598 | Fire&Safety | ASG/A-17(HRD)/FS/HP/20 | Hydrant Point | A-block | A
1599 | Fire&Safety | ASG/A-18(HRD)/FS/HP/21 | Hydrant Point | A-block | A
1600 | Fire&Safety | ASG/A-19(HRD)/FS/HP/22 | Hydrant Point | A-block | A
1601 | Fire&Safety | ASG/A-TER(HRD)/FS/HP/23 | Hydrant Point | A-block | A
1602 | Fire&Safety | ASG/B-B2(HRD)/FS/HP/24 | Hydrant Point | B-block | B
1603 | Fire&Safety | ASG/B-B1(HRD)/FS/HP/25 | Hydrant Point | B-block | B
1604 | Fire&Safety | ASG/B-G(HRD)/FS/HP/26 | Hydrant Point | B-block | B
1605 | Fire&Safety | ASG/B-1(HRD)/FS/HP/27 | Hydrant Point | B-block | B
1606 | Fire&Safety | ASG/B-2(HRD)/FS/HP/28 | Hydrant Point | B-block | B
1607 | Fire&Safety | ASG/B-3(HRD)/FS/HP/29 | Hydrant Point | B-block | B
1608 | Fire&Safety | ASG/B-4(HRD)/FS/HP/30 | Hydrant Point | B-block | B
1609 | Fire&Safety | ASG/B-5(HRD)/FS/HP/31 | Hydrant Point | B-block | B
1610 | Fire&Safety | ASG/B-6(HRD)/FS/HP/32 | Hydrant Point | B-block | B
1611 | Fire&Safety | ASG/B-7(HRD)/FS/HP/33 | Hydrant Point | B-block | B
1612 | Fire&Safety | ASG/B-8(HRD)/FS/HP/34 | Hydrant Point | B-block | B
1613 | Fire&Safety | ASG/B-9(HRD)/FS/HP/35 | Hydrant Point | B-block | B
1614 | Fire&Safety | ASG/B-10(HRD)/FS/HP/36 | Hydrant Point | B-block | B
1615 | Fire&Safety | ASG/B-11(HRD)/FS/HP/37 | Hydrant Point | B-block | B
1616 | Fire&Safety | ASG/B-12(HRD)/FS/HP/38 | Hydrant Point | B-block | B
1617 | Fire&Safety | ASG/B-13(HRD)/FS/HP/39 | Hydrant Point | B-block | B
1618 | Fire&Safety | ASG/B-14(HRD)/FS/HP/40 | Hydrant Point | B-block | B
1619 | Fire&Safety | ASG/B-15(HRD)/FS/HP/41 | Hydrant Point | B-block | B
1620 | Fire&Safety | ASG/B-16(HRD)/FS/HP/42 | Hydrant Point | B-block | B
1621 | Fire&Safety | ASG/B-17(HRD)/FS/HP/43 | Hydrant Point | B-block | B
1622 | Fire&Safety | ASG/B-18(HRD)/FS/HP/44 | Hydrant Point | B-block | B
1623 | Fire&Safety | ASG/B-19(HRD)/FS/HP/45 | Hydrant Point | B-block | B
1624 | Fire&Safety | ASG/B-TER(HRD)/FS/HP/46 | Hydrant Point | B-block | B
1625 | Fire&Safety | ASG/C-B2(HRD)/FS/HP/47 | Hydrant Point | C-block | C
1626 | Fire&Safety | ASG/C-B1(HRD)/FS/HP/48 | Hydrant Point | C-block | C
1627 | Fire&Safety | ASG/C-G(HRD)/FS/HP/49 | Hydrant Point | C-block | C
1628 | Fire&Safety | ASG/C-1(HRD)/FS/HP/50 | Hydrant Point | C-block | C
1629 | Fire&Safety | ASG/C-2(HRD)/FS/HP/51 | Hydrant Point | C-block | C
1630 | Fire&Safety | ASG/C-3(HRD)/FS/HP/52 | Hydrant Point | C-block | C
1631 | Fire&Safety | ASG/C-4(HRD)/FS/HP/53 | Hydrant Point | C-block | C
1632 | Fire&Safety | ASG/C-5(HRD)/FS/HP/54 | Hydrant Point | C-block | C
1633 | Fire&Safety | ASG/C-6(HRD)/FS/HP/55 | Hydrant Point | C-block | C
1634 | Fire&Safety | ASG/C-7(HRD)/FS/HP/56 | Hydrant Point | C-block | C
1635 | Fire&Safety | ASG/C-8(HRD)/FS/HP/57 | Hydrant Point | C-block | C
1636 | Fire&Safety | ASG/C-9(HRD)/FS/HP/58 | Hydrant Point | C-block | C
1637 | Fire&Safety | ASG/C-10(HRD)/FS/HP/59 | Hydrant Point | C-block | C
1638 | Fire&Safety | ASG/C-11(HRD)/FS/HP/60 | Hydrant Point | C-block | C
1639 | Fire&Safety | ASG/C-12(HRD)/FS/HP/61 | Hydrant Point | C-block | C
1640 | Fire&Safety | ASG/C-13(HRD)/FS/HP/62 | Hydrant Point | C-block | C
1641 | Fire&Safety | ASG/C-14(HRD)/FS/HP/63 | Hydrant Point | C-block | C
1642 | Fire&Safety | ASG/C-15(HRD)/FS/HP/64 | Hydrant Point | C-block | C
1643 | Fire&Safety | ASG/C-16(HRD)/FS/HP/65 | Hydrant Point | C-block | C
1644 | Fire&Safety | ASG/C-17(HRD)/FS/HP/66 | Hydrant Point | C-block | C
1645 | Fire&Safety | ASG/C-18(HRD)/FS/HP/67 | Hydrant Point | C-block | C
1646 | Fire&Safety | ASG/C-19(HRD)/FS/HP/68 | Hydrant Point | C-block | C
1647 | Fire&Safety | ASG/C-TER(HRD)/FS/HP/69 | Hydrant Point | C-block | C
1648 | Fire&Safety | ASG/D-B2(HRD)/FS/HP/70 | Hydrant Point | D-block | D
1649 | Fire&Safety | ASG/D-B1(HRD)/FS/HP/71 | Hydrant Point | D-block | D
1650 | Fire&Safety | ASG/D-G(HRD)/FS/HP/72 | Hydrant Point | D-block | D
1651 | Fire&Safety | ASG/D-1(HRD)/FS/HP/73 | Hydrant Point | D-block | D
1652 | Fire&Safety | ASG/D-2(HRD)/FS/HP/74 | Hydrant Point | D-block | D
1653 | Fire&Safety | ASG/D-3(HRD)/FS/HP/75 | Hydrant Point | D-block | D
1654 | Fire&Safety | ASG/D-4(HRD)/FS/HP/76 | Hydrant Point | D-block | D
1655 | Fire&Safety | ASG/D-5(HRD)/FS/HP/77 | Hydrant Point | D-block | D
1656 | Fire&Safety | ASG/D-6(HRD)/FS/HP/78 | Hydrant Point | D-block | D
1657 | Fire&Safety | ASG/D-7(HRD)/FS/HP/79 | Hydrant Point | D-block | D
1658 | Fire&Safety | ASG/D-8(HRD)/FS/HP/80 | Hydrant Point | D-block | D
1659 | Fire&Safety | ASG/D-9(HRD)/FS/HP/81 | Hydrant Point | D-block | D
1660 | Fire&Safety | ASG/D-10(HRD)/FS/HP/82 | Hydrant Point | D-block | D
1661 | Fire&Safety | ASG/D-11(HRD)/FS/HP/83 | Hydrant Point | D-block | D
1662 | Fire&Safety | ASG/D-12(HRD)/FS/HP/84 | Hydrant Point | D-block | D
1663 | Fire&Safety | ASG/D-13(HRD)/FS/HP/85 | Hydrant Point | D-block | D
1664 | Fire&Safety | ASG/D-14(HRD)/FS/HP/86 | Hydrant Point | D-block | D
1665 | Fire&Safety | ASG/D-15(HRD)/FS/HP/87 | Hydrant Point | D-block | D
1666 | Fire&Safety | ASG/D-16(HRD)/FS/HP/88 | Hydrant Point | D-block | D
1667 | Fire&Safety | ASG/D-17(HRD)/FS/HP/89 | Hydrant Point | D-block | D
1668 | Fire&Safety | ASG/D-18(HRD)/FS/HP/90 | Hydrant Point | D-block | D
1669 | Fire&Safety | ASG/D-19(HRD)/FS/HP/91 | Hydrant Point | D-block | D
1670 | Fire&Safety | ASG/D-TER(HRD)/FS/HP/92 | Hydrant Point | D-block | D
1671 | Fire&Safety | ASG/E-B2(HRD)/FS/HP/93 | Hydrant Point | E-block | E
1672 | Fire&Safety | ASG/E-B1(HRD)/FS/HP/94 | Hydrant Point | E-block | E
1673 | Fire&Safety | ASG/E-G(HRD)/FS/HP/95 | Hydrant Point | E-block | E
1674 | Fire&Safety | ASG/E-1(HRD)/FS/HP/96 | Hydrant Point | E-block | E
1675 | Fire&Safety | ASG/E-2(HRD)/FS/HP/97 | Hydrant Point | E-block | E
1676 | Fire&Safety | ASG/E-3(HRD)/FS/HP/98 | Hydrant Point | E-block | E
1677 | Fire&Safety | ASG/E-4(HRD)/FS/HP/99 | Hydrant Point | E-block | E
1678 | Fire&Safety | ASG/E-5(HRD)/FS/HP/100 | Hydrant Point | E-block | E
1679 | Fire&Safety | ASG/E-6(HRD)/FS/HP/101 | Hydrant Point | E-block | E
1680 | Fire&Safety | ASG/E-7(HRD)/FS/HP/102 | Hydrant Point | E-block | E
1681 | Fire&Safety | ASG/E-8(HRD)/FS/HP/103 | Hydrant Point | E-block | E
1682 | Fire&Safety | ASG/E-9(HRD)/FS/HP/104 | Hydrant Point | E-block | E
1683 | Fire&Safety | ASG/E-10(HRD)/FS/HP/105 | Hydrant Point | E-block | E
1684 | Fire&Safety | ASG/E-11(HRD)/FS/HP/106 | Hydrant Point | E-block | E
1685 | Fire&Safety | ASG/E-12(HRD)/FS/HP/107 | Hydrant Point | E-block | E
1686 | Fire&Safety | ASG/E-13(HRD)/FS/HP/108 | Hydrant Point | E-block | E
1687 | Fire&Safety | ASG/E-14(HRD)/FS/HP/109 | Hydrant Point | E-block | E
1688 | Fire&Safety | ASG/E-15(HRD)/FS/HP/110 | Hydrant Point | E-block | E
1689 | Fire&Safety | ASG/E-16(HRD)/FS/HP/111 | Hydrant Point | E-block | E
1690 | Fire&Safety | ASG/E-17(HRD)/FS/HP/112 | Hydrant Point | E-block | E
1691 | Fire&Safety | ASG/E-18(HRD)/FS/HP/113 | Hydrant Point | E-block | E
1692 | Fire&Safety | ASG/E-19(HRD)/FS/HP/114 | Hydrant Point | E-block | E
1693 | Fire&Safety | ASG/E-TER(HRD)/FS/HP/115 | Hydrant Point | E-block | E
1694 | Fire&Safety | ASG/F-B2(HRD)/FS/HP/116 | Hydrant Point | F-block | F
1695 | Fire&Safety | ASG/F-B1(HRD)/FS/HP/117 | Hydrant Point | F-block | F
1696 | Fire&Safety | ASG/F-G(HRD)/FS/HP/118 | Hydrant Point | F-block | F
1697 | Fire&Safety | ASG/F-1(HRD)/FS/HP/119 | Hydrant Point | F-block | F
1698 | Fire&Safety | ASG/F-2(HRD)/FS/HP/120 | Hydrant Point | F-block | F
1699 | Fire&Safety | ASG/F-3(HRD)/FS/HP/121 | Hydrant Point | F-block | F
1700 | Fire&Safety | ASG/F-4(HRD)/FS/HP/122 | Hydrant Point | F-block | F
1701 | Fire&Safety | ASG/F-5(HRD)/FS/HP/123 | Hydrant Point | F-block | F
1702 | Fire&Safety | ASG/F-6(HRD)/FS/HP/124 | Hydrant Point | F-block | F
1703 | Fire&Safety | ASG/F-7(HRD)/FS/HP/125 | Hydrant Point | F-block | F
1704 | Fire&Safety | ASG/F-8(HRD)/FS/HP/126 | Hydrant Point | F-block | F
1705 | Fire&Safety | ASG/F-9(HRD)/FS/HP/127 | Hydrant Point | F-block | F
1706 | Fire&Safety | ASG/F-10(HRD)/FS/HP/128 | Hydrant Point | F-block | F
1707 | Fire&Safety | ASG/F-11(HRD)/FS/HP/129 | Hydrant Point | F-block | F
1708 | Fire&Safety | ASG/F-12(HRD)/FS/HP/130 | Hydrant Point | F-block | F
1709 | Fire&Safety | ASG/F-13(HRD)/FS/HP/131 | Hydrant Point | F-block | F
1710 | Fire&Safety | ASG/F-14(HRD)/FS/HP/132 | Hydrant Point | F-block | F
1711 | Fire&Safety | ASG/F-15(HRD)/FS/HP/133 | Hydrant Point | F-block | F
1712 | Fire&Safety | ASG/F-16(HRD)/FS/HP/134 | Hydrant Point | F-block | F
1713 | Fire&Safety | ASG/F-17(HRD)/FS/HP/135 | Hydrant Point | F-block | F
1714 | Fire&Safety | ASG/F-18(HRD)/FS/HP/136 | Hydrant Point | F-block | F
1715 | Fire&Safety | ASG/F-19(HRD)/FS/HP/137 | Hydrant Point | F-block | F
1716 | Fire&Safety | ASG/F-TER(HRD)/FS/HP/138 | Hydrant Point | F-block | F
1717 | Fire&Safety | ASG/G-B2(HRD)/FS/HP/139 | Hydrant Point | G-block | G
1718 | Fire&Safety | ASG/G-B1(HRD)/FS/HP/140 | Hydrant Point | G-block | G
1719 | Fire&Safety | ASG/G-G(HRD)/FS/HP/141 | Hydrant Point | G-block | G
1720 | Fire&Safety | ASG/G-1(HRD)/FS/HP/142 | Hydrant Point | G-block | G
1721 | Fire&Safety | ASG/G-2(HRD)/FS/HP/143 | Hydrant Point | G-block | G
1722 | Fire&Safety | ASG/G-3(HRD)/FS/HP/144 | Hydrant Point | G-block | G
1723 | Fire&Safety | ASG/G-4(HRD)/FS/HP/145 | Hydrant Point | G-block | G
1724 | Fire&Safety | ASG/G-5(HRD)/FS/HP/146 | Hydrant Point | G-block | G
1725 | Fire&Safety | ASG/G-6(HRD)/FS/HP/147 | Hydrant Point | G-block | G
1726 | Fire&Safety | ASG/G-7(HRD)/FS/HP/148 | Hydrant Point | G-block | G
1727 | Fire&Safety | ASG/G-8(HRD)/FS/HP/149 | Hydrant Point | G-block | G
1728 | Fire&Safety | ASG/G-9(HRD)/FS/HP/150 | Hydrant Point | G-block | G
1729 | Fire&Safety | ASG/G-10(HRD)/FS/HP/151 | Hydrant Point | G-block | G
1730 | Fire&Safety | ASG/G-11(HRD)/FS/HP/152 | Hydrant Point | G-block | G
1731 | Fire&Safety | ASG/G-12(HRD)/FS/HP/153 | Hydrant Point | G-block | G
1732 | Fire&Safety | ASG/G-13(HRD)/FS/HP/154 | Hydrant Point | G-block | G
1733 | Fire&Safety | ASG/G-14(HRD)/FS/HP/155 | Hydrant Point | G-block | G
1734 | Fire&Safety | ASG/G-15(HRD)/FS/HP/156 | Hydrant Point | G-block | G
1735 | Fire&Safety | ASG/G-16(HRD)/FS/HP/157 | Hydrant Point | G-block | G
1736 | Fire&Safety | ASG/G-17(HRD)/FS/HP/158 | Hydrant Point | G-block | G
1737 | Fire&Safety | ASG/G-18(HRD)/FS/HP/159 | Hydrant Point | G-block | G
1738 | Fire&Safety | ASG/G-19(HRD)/FS/HP/160 | Hydrant Point | G-block | G
1739 | Fire&Safety | ASG/G-TER(HRD)/FS/HP/161 | Hydrant Point | G-block | G
1740 | Fire&Safety | ASG/H-B2(HRD)/FS/HP/162 | Hydrant Point | H-block | H
1741 | Fire&Safety | ASG/H-B1(HRD)/FS/HP/163 | Hydrant Point | H-block | H
1742 | Fire&Safety | ASG/H-G(HRD)/FS/HP/164 | Hydrant Point | H-block | H
1743 | Fire&Safety | ASG/H-1(HRD)/FS/HP/165 | Hydrant Point | H-block | H
1744 | Fire&Safety | ASG/H-2(HRD)/FS/HP/166 | Hydrant Point | H-block | H
1745 | Fire&Safety | ASG/H-3(HRD)/FS/HP/167 | Hydrant Point | H-block | H
1746 | Fire&Safety | ASG/H-4(HRD)/FS/HP/168 | Hydrant Point | H-block | H
1747 | Fire&Safety | ASG/H-5(HRD)/FS/HP/169 | Hydrant Point | H-block | H
1748 | Fire&Safety | ASG/H-6(HRD)/FS/HP/170 | Hydrant Point | H-block | H
1749 | Fire&Safety | ASG/H-7(HRD)/FS/HP/171 | Hydrant Point | H-block | H
1750 | Fire&Safety | ASG/H-8(HRD)/FS/HP/172 | Hydrant Point | H-block | H
1751 | Fire&Safety | ASG/H-9(HRD)/FS/HP/173 | Hydrant Point | H-block | H
1752 | Fire&Safety | ASG/H-10(HRD)/FS/HP/174 | Hydrant Point | H-block | H
1753 | Fire&Safety | ASG/H-11(HRD)/FS/HP/175 | Hydrant Point | H-block | H
1754 | Fire&Safety | ASG/H-12(HRD)/FS/HP/176 | Hydrant Point | H-block | H
1755 | Fire&Safety | ASG/H-13(HRD)/FS/HP/177 | Hydrant Point | H-block | H
1756 | Fire&Safety | ASG/H-14(HRD)/FS/HP/178 | Hydrant Point | H-block | H
1757 | Fire&Safety | ASG/H-15(HRD)/FS/HP/179 | Hydrant Point | H-block | H
1758 | Fire&Safety | ASG/H-16(HRD)/FS/HP/180 | Hydrant Point | H-block | H
1759 | Fire&Safety | ASG/H-17(HRD)/FS/HP/181 | Hydrant Point | H-block | H
1760 | Fire&Safety | ASG/H-18(HRD)/FS/HP/182 | Hydrant Point | H-block | H
1761 | Fire&Safety | ASG/H-19(HRD)/FS/HP/183 | Hydrant Point | H-block | H
1762 | Fire&Safety | ASG/H-TER(HRD)/FS/HP/184 | Hydrant Point | H-block | H
1763 | Fire&Safety | ASG/H-B2(HRD)/FS/HP/185 | Hydrant Point | H-block | H
1764 | Fire&Safety | ASG/H-B2(HRD)/FS/HP/186 | Hydrant Point | H-block | H
1765 | Fire&Safety | ASG/I-B2(HRD)/FS/HP/187 | Hydrant Point | I-block | I
1766 | Fire&Safety | ASG/I-B1(HRD)/FS/HP/188 | Hydrant Point | I-block | I
1767 | Fire&Safety | ASG/I-G(HRD)/FS/HP/189 | Hydrant Point | I-block | I
1768 | Fire&Safety | ASG/I-1(HRD)/FS/HP/190 | Hydrant Point | I-block | I
1769 | Fire&Safety | ASG/I-2(HRD)/FS/HP/191 | Hydrant Point | I-block | I
1770 | Fire&Safety | ASG/I-3(HRD)/FS/HP/192 | Hydrant Point | I-block | I
1771 | Fire&Safety | ASG/I-4(HRD)/FS/HP/193 | Hydrant Point | I-block | I
1772 | Fire&Safety | ASG/I-5(HRD)/FS/HP/194 | Hydrant Point | I-block | I
1773 | Fire&Safety | ASG/I-6(HRD)/FS/HP/195 | Hydrant Point | I-block | I
1774 | Fire&Safety | ASG/I-7(HRD)/FS/HP/196 | Hydrant Point | I-block | I
1775 | Fire&Safety | ASG/I-8(HRD)/FS/HP/197 | Hydrant Point | I-block | I
1776 | Fire&Safety | ASG/I-9(HRD)/FS/HP/198 | Hydrant Point | I-block | I
1777 | Fire&Safety | ASG/I-10(HRD)/FS/HP/199 | Hydrant Point | I-block | I
1778 | Fire&Safety | ASG/I-11(HRD)/FS/HP/200 | Hydrant Point | I-block | I
1779 | Fire&Safety | ASG/I-12(HRD)/FS/HP/201 | Hydrant Point | I-block | I
1780 | Fire&Safety | ASG/I-13(HRD)/FS/HP/202 | Hydrant Point | I-block | I
1781 | Fire&Safety | ASG/I-14(HRD)/FS/HP/203 | Hydrant Point | I-block | I
1782 | Fire&Safety | ASG/I-15(HRD)/FS/HP/204 | Hydrant Point | I-block | I
1783 | Fire&Safety | ASG/I-16(HRD)/FS/HP/205 | Hydrant Point | I-block | I
1784 | Fire&Safety | ASG/I-17(HRD)/FS/HP/206 | Hydrant Point | I-block | I
1785 | Fire&Safety | ASG/I-18(HRD)/FS/HP/207 | Hydrant Point | I-block | I
1786 | Fire&Safety | ASG/I-19(HRD)/FS/HP/208 | Hydrant Point | I-block | I
1787 | Fire&Safety | ASG/I-TER(HRD)/FS/HP/209 | Hydrant Point | I-block | I
1788 | Fire&Safety | ASG/CH-3(HRD)/FS/HP/210 | Hydrant Point | clubhouse | CH
1789 | Fire&Safety | ASG/CH-2(HRD)/FS/HP/211 | Hydrant Point | clubhouse | CH
1790 | Fire&Safety | ASG/CH-1(HRD)/FS/HP/212 | Hydrant Point | clubhouse | CH
1791 | Fire&Safety | ASG/CH-G(HRD)/FS/HP/213 | Hydrant Point | clubhouse | CH
1792 | Fire&Safety | ASG/CH-B(HRD)/FS/HP/214 | Hydrant Point | clubhouse | CH
1793 | Fire&Safety | ASG/A-B1/FS/FAS/1 | Fire Alarm System | A-blcok basement-1 | A
1794 | Fire&Safety | ASG/B-B1/FS/FAS/2 | Fire Alarm System | B-blcok basement-1 | B
1795 | Fire&Safety | ASG/C-B1/FS/FAS/3 | Fire Alarm System | C-blcok basement-1 | C
1796 | Fire&Safety | ASG/D-B1/FS/FAS/4 | Fire Alarm System | D-blcok basement-1 | D
1797 | Fire&Safety | ASG/E-B1/FS/FAS/5 | Fire Alarm System | E-blcok basement-1 | E
1798 | Fire&Safety | ASG/F-B1/FS/FAS/6 | Fire Alarm System | F-blcok basement-1 | F
1799 | Fire&Safety | ASG/G-B1/FS/FAS/7 | Fire Alarm System | G-blcok basement-1 | G
1800 | Fire&Safety | ASG/H-B1/FS/FAS/8 | Fire Alarm System | H-blcok basement-1 | H
1801 | Fire&Safety | ASG/I-B1/FS/FAS/9 | Fire Alarm System | I-blcok basement-1 | I
1802 | Fire&Safety | ASG/CH-B1/FS/FAS/10 | Fire Alarm System | Club house Basement-1 | CH
1803 | Fire&Safety | ASG/A-B1/FS/FWS/1 | Flow Switch Panel | A-blcok basement-1 | A
1804 | Fire&Safety | ASG/B-B1/FS/FWS/2 | Flow Switch Panel | B-blcok basement-1 | B
1805 | Fire&Safety | ASG/C-B1FS/FWS/3 | Flow Switch Panel | C-blcok basement-1 | C
1806 | Fire&Safety | ASG/D-B1/FS/FWS/4 | Flow Switch Panel | D-blcok basement-1 | D
1807 | Fire&Safety | ASG/E-B1/FS/FWS/5 | Flow Switch Panel | E-blcok basement-1 | E
1808 | Fire&Safety | ASG/F-B1/FS/FWS/6 | Flow Switch Panel | F-blcok basement-1 | F
1809 | Fire&Safety | ASG/G-B1/FS/FWS/7 | Flow Switch Panel | G-blcok basement-1 | G
1810 | Fire&Safety | ASG/H-B1/FS/FWS/8 | Flow Switch Panel | H-blcok basement-1 | H
1811 | Fire&Safety | ASG/I-B1/FS/FWS/9 | Flow Switch Panel | I-blcok basement-1 | I
1812 | Fire&Safety | ASG/CH-B1/FS/FWS/10 | Flow Switch Panel | Club house Basement-1 | CH
1813 | Fire&Safety | ASG/A-B1/PA/FS/1 | Public Announcement | A-blcok basement-1 | A
1814 | Fire&Safety | ASG/B-B1/PA/FS/2 | Public Announcement | B-blcok basement-1 | B
1815 | Fire&Safety | ASG/C-B1/PA/FS/3 | Public Announcement | C-blcok basement-1 | C
1816 | Fire&Safety | ASG/D-B1/PA/FS/4 | Public Announcement | D-blcok basement-1 | D
1817 | Fire&Safety | ASG/E-B1/PA/FS/5 | Public Announcement | E-blcok basement-1 | E
1818 | Fire&Safety | ASG/F-B1/PA/FS/6 | Public Announcement | F-blcok basement-1 | F
1819 | Fire&Safety | ASG/G-B1/PA/FS/7 | Public Announcement | G-blcok basement-1 | G
1820 | Fire&Safety | ASG/H-B1/PA/FS/8 | Public Announcement | H-blcok basement-1 | H
1821 | Fire&Safety | ASG/I-B1/PA/FS/9 | Public Announcement | I-blcok basement-1 | I
1822 | Fire&Safety | ASG/CH-B1/PA/FS/10 | Public Announcement | Club house Basement-1 | CH

## assets printing
APARNA PROPERTY MANAGEMENT SERVICES PVT. LTD.
APARNA SAROVAR GRANDE ASSET INVENTORY
S.No. | Asset Group* | Asset Number* | Asset Name* | Asset Phy Location/ Type* | Manufacturer Name | Manufacturer Details | Supplier Name | Supplier Details
1 | Electrical | ASG/MRE/E/5PNL/1 | 5 Panel | Grande Main Road Entrance | Power Control Electro systems | PCE pvt.ltd.,Plot no.E-32, M.I.D.C kupwad,Sangali,MH,India | Power Control Electro systems | PCE pvt.ltd.,Plot no.E-32, M.I.D.C kupwad,Sangali,MH,India
2 | Electrical | ASG/HP/E/CTPT/1 | CTPT | H-Block T/F yard Podium | Straton | Starton Electricals Pvt. Ltd. IDA-Jedimetla,HYD-500055 | Sai leela | Sai leela
3 | Electrical | ASG/HP/E/VCB/1 | VCB | H-Block T/F yard Podium | Power Control Electro systems | PCE pvt.ltd.,Plot no.E-32, M.I.D.C kupwad,Sangali,MH,India | Power Control Electro systems | PCE pvt.ltd.,Plot no.E-32, M.I.D.C kupwad,Sangali,MH,India
4 | Electrical | ASG/HP/E/4PNL/1 | 4 Panel SFU, 1 I/C & 3 O/G | H-Block T/F yard Podium | Power Control Electro systems
5 | Electrical | ASG/HP/E/VCB/2 | VCB | F-Block T/F yard Podium | Power Control Electro systems
6 | Electrical | ASG/HP/E/VCB/3 | VCB | C-Block T/F yard Podium | Power Control Electro systems
7 | Electrical | ASG/CP/E/TF/1 | Transformer | Podium C Block | PETE | G-9 to 11, Bhavya's sree arcade, D.N.-8-3-166/6&7, Erragadda,hyd-500018, Ph-04023813593 | Nima Agencies | Nima Agencies, 12-10-37/4, Near Mahabaleshwar circle, Gunj Road , Raichur-584102KA,India
8 | Electrical | ASG/FP/E/TF/2 | Transformer | Podium F Block | PETE
9 | Electrical | ASG/HP/E/TF/3 | Transformer | Podium H Block | PETE
10 | Electrical | ASG/CP/E/ACB/1 | ACB | C-block T/F yard | TEJHA FABRICATORS | Plot No:13,MIE, Hafeezpet,Miyapur, HYD | TEJHA FABRICATORS | Plot No:13,MIE, Hafeezpet,Miyapur, HYD
11 | Electrical | ASG/CP/E/ACB/2 | ACB | C-block T/F yard
12 | Electrical | ASG/CP/E/ACB/3 | ACB | C-block T/F yard
13 | Electrical | ASG/C-MPCC/E/ACB/4 | ACB | C-block MPCC
14 | Electrical | ASG/C-MPCC/E/ACB/5 | ACB | C-block MPCC
15 | Electrical | ASG/C-MPCC/E/ACB/6 | ACB | C-block MPCC
16 | Electrical | ASG/C-MPCC/E/ACB/7 | ACB | C-block MPCC
17 | Electrical | ASG/FP/E/ACB/8 | ACB | F-block T/F yard
18 | Electrical | ASG/F-MPCC/E/ACB/9 | ACB | F-block MPCC
19 | Electrical | ASG/F-MPCC/E/ACB/10 | ACB | F-block MPCC
20 | Electrical | ASG/F-MPCC/E/ACB/11 | ACB | F-block MPCC
21 | Electrical | ASG/F-MPCC/E/ACB/12 | ACB | F-block MPCC
22 | Electrical | ASG/HP/E/ACB/13 | ACB | H-block T/F yard
23 | Electrical | ASG/H-MPCC/E/ACB/14 | ACB | H-block MPCC
24 | Electrical | ASG/H-MPCC/E/ACB/15 | ACB | H-block MPCC
25 | Electrical | ASG/H-MPCC/E/ACB/16 | ACB | H-block MPCC
26 | Electrical | ASG/H-MPCC/E/ACB/17 | ACB | H-block MPCC
27 | Electrical | ASG/CB1/E/MPCC/1 | MPCC | C-block cellar MPCC room
28 | Electrical | ASG/FB1/E/MPCC/2 | MPCC | F-block cellar MPCC room
29 | Electrical | ASG/HB1/E/MPCC/3 | MPCC | H-block cellar MPCC room
30 | Electrical | ASG/C-MPCC/E/APFCR/1 | APFCR | C-block cellar MPCC room | TEJHA FABRICATORS | Plot No:13,MIE, Hafeezpet,Miyapur, HYD | TEJHA FABRICATORS | Plot No:13,MIE, Hafeezpet,Miyapur, HYD
31 | Electrical | ASG/F-MPCC/E/APFCR/2 | APFCR | F-block cellar MPCC room
32 | Electrical | ASG/H-MPCC/E/APFCR/3 | APFCR | H-block cellar MPCC room
33 | Electrical | ASG/AB1/E/CSP/1 | Common supply panel | A-block cellar
34 | Electrical | ASG/BB1/E/CSP/2 | Common supply panel | B-block cellar
35 | Electrical | ASG/CB1/E/CSP/3 | Common supply panel | C-block cellar MPCC room
36 | Electrical | ASG/DB1/E/CSP/4 | Common supply panel | D-block cellar
37 | Electrical | ASG/EB1/E/CSP/5 | Common supply panel | E-block cellar
38 | Electrical | ASG/FB1/E/CSP/6 | Common supply panel | F-block cellar MPCC room
39 | Electrical | ASG/GB1/E/CSP/7 | Common supply panel | G-block cellar
40 | Electrical | ASG/HB1/E/CSP/8 | Common supply panel | H-block cellar MPCC room
41 | Electrical | ASG/IB1/E/CSP/9 | Common supply panel | I-block cellar
42 | Electrical | ASG/ALL/E/DB/29 | Distribution boards | A-block cellar | ABB |  | Bharat Electrical Enterprises | 7-2-401, Misson school street,R.p.Road, Secunderbad-500003 TG
71 | Electro Mechanical | ASG/CP/EM/DG/1 | Genset | C Block Podium DG Yard | Koel Green Bio diesel | Koel Green Bio diesel | DPK engineers pvt ltd. | DPK engineers pvt ltd. No.128/p2, kiadb,4th phase,bommasandra indl.area,anekal , bangalore-560099 india
72 | Electro Mechanical | ASG/CP/EM/DG/2 | Genset | C Block Podium DG Yard | Koel Green Bio diesel
73 | Electro Mechanical | ASG/FP/EM/DG/3 | Genset | F Block Podium DG Yard | Koel Green Bio diesel
74 | Electro Mechanical | ASG/FP/EM/DG/4 | Genset | F Block Podium DG Yard | Koel Green Bio diesel
75 | Electro Mechanical | ASG/HP/EM/DG/5 | Genset | H Block Podium DG Yard | Koel Green Bio diesel
76 | Electro Mechanical | ASG/HP/EM/DG/6 | Genset | H Block Podium DG Yard | Koel Green Bio diesel
77 | Electrical | ASG/AP/E/SL/35 | Street Lights | Overall site | Schneider |  | Leading Minds Networksing Solution | Leading Minds Networksing Solution , Plot No 16,Old Vasavi Nagar Colony,Karkana, Secunerabad-500015
78 | Electro Mechanical | ASG/I/EM/LS1/29 | Elevators (P-19, S-9) | I-Block Lift Lobby | Mitsubishi Elcetric India Pvt Ltd | Survey No.78/2B3,78/2A1C,78/2A2C, Orakadu road, Sholavaram, Chennai-600067TN,India | Mitsubishi Elcetric India Pvt Ltd | Survey No.78/2B3,78/2A1C,78/2A2C, Orakadu road, Sholavaram, Chennai-600067TN,India
79 | Electrical | ASG/STP-AB2/E/PCC-PNL/1 | Electrical Pannel | STP Room subcellar | TEJHA FABRICATORS | Plot No:13,MIE, Hafeezpet,Miyapur, HYD | TEJHA FABRICATORS | Plot No:13,MIE, Hafeezpet,Miyapur, HYD
80 | Electro Mechanical | ASG/STP-AB2/EM/RSP/1 | Raw sewage pump | STP Room subcellar | Grundfos | 118,old Mahabalipuram Road, Thoraipakkam. | Revolve Engineers PVT LTD | Plot No.52, H.No.7-1-282/C/1/52/C,Linaiah Nagar, Balakampet,HYD-500018 INDIA
81 | Electro Mechanical | ASG/STP-AB2/EM/RSP/2 | Raw sewage pump | STP Room subcellar | Grundfos
82 | Mechanical | ASG/STP-AB2/EM/WFM/1 | Water Flow Meter | STP Room Rawswage pump outlet-subcellar | Grundfos
83 | Electro Mechanical | ASG/STP-AB2/EM/STP/1 | Sludge Transfer Pumps | STP Room subcellar | Grundfos
84 | Electro Mechanical | ASG/STP-AB2/EM/STP/2 |  | STP Room subcellar | Grundfos
85 | Electro Mechanical | ASG/STP-AB2/EM/STP/3 |  | STP Room subcellar | Grundfos
86 | Electro Mechanical | ASG/STP-AB2/EM/STP/4 |  | STP Room subcellar | Grundfos
87 | Electro Mechanical | ASG/STP-AB2/EM/CFP/1 | Centrifuge feed pump | STP Room subcellar | Grundfos
88 | Electro Mechanical | ASG/STP-AB2/EM/CFP/2 | Centrifuge feed pump | STP Room subcellar | Grundfos
89 | Electro Mechanical | ASG/STP-AB2/EM/AB/1 | Air blower | STP Room subcellar | EVEREST Blowers
90 | Electro Mechanical | ASG/STP-AB2/EM/AB/2 | Air blower | STP Room subcellar | EVEREST Blowers
91 | Electro Mechanical | ASG/STP-AB2/EM/AB/3 | Air blower | STP Room subcellar | EVEREST Blowers | 118,old Mahabalipuram Road, Thoraipakkam. | Revolve Engineers PVT LTD | Plot No.52, H.No.7-1-282/C/1/52/C,Linaiah Nagar, Balakampet,HYD-500018 INDIA
92 | Electro Mechanical | ASG/STP-AB2/EM/AB/4 | Air blower | STP Room subcellar | EVEREST Blowers
93 | Electro Mechanical | ASG/STP-AB2/EM/FFP/1 | Filter feed pump | STP Room subcellar | Kirloskar
94 | Electro Mechanical | ASG/STP-AB2/EM/FFP/2 | Filter feed pump | STP Room subcellar | Kirloskar
95 | Electro Mechanical | ASG/STP-AB2/EM/FFP/3 | Filter feed pump | STP Room subcellar | Kirloskar
96 | Electro Mechanical | ASG/STP-AB2/EM/FFP/4 | Filter feed pump | STP Room subcellar | Kirloskar
97 | Electro Mechanical | ASG/STP-AB2/EM/ACMP/1 | Air compresor | STP Room subcellar | ELGI
98 | Mechanical | ASG/STP-AB2/M/ACF/1 | Activated carbon filter | STP Room subcellar | REPL
99 | Mechanical | ASG/STP-AB2/M/ACF/2 | Activated carbon filter | STP Room subcellar | REPL
100 | Mechanical | ASG/STP-AB2/M/SF/1 | Sand filter | STP Room subcellar | REPL
101 | Mechanical | ASG/STP-AB2/M/SF/2 | Sand filter | STP Room subcellar | REPL
102 | Electro Mechanical | ASG/STP-AB2/EM/CDP/1 | Chlorine dosing pump | STP Room subcellar | Asia LMI
103 | Mechanical | ASG/STP-AB2/M/WFM/2 | Water Flow Meter | STP Room subcellar | Kranthi
104 | Mechanical | ASG/STP-AB2/M/WFM/3 | Water Flow Meter | STP Room subcellar | Kranthi
105 | Electrical | ASG/STP-AB2/E/HNP-PNL/1 | Hydro pneumatic Panel | STP Final tank subcellar | Grundfos
106 | Electronic | ASG/STP-AB2/E/VFD/1 | VFD | STP Final tank subcellar | Grundfos
107 | Electronic | ASG/STP-AB2/E/VFD/2 | VFD | STP Final tank subcellar | Grundfos
108 | Electronic | ASG/STP-AB2/E/VFD/3 | VFD | STP Final tank subcellar | Grundfos
109 | Electronic | ASG/STP-AB2/E/VFD/4 | VFD | STP Final tank subcellar | Grundfos
110 | Electro Mechanical | ASG/STP-AB2/EM/HNS/1 | Hydro Pneumatic Pumps | STP Room subcellar | Grundfos
111 | Electro Mechanical | ASG/STP-AB2/EM/HNS/2 | Hydro Pneumatic Pumps | STP Room subcellar | Grundfos
112 | Electro Mechanical | ASG/STP-AB2/EM/HNS/3 | Hydro Pneumatic Pumps | STP Room subcellar | Grundfos
113 | Electro Mechanical | ASG/STP-AB2/EM/HNS/4 | Hydro Pneumatic Pumps | STP Room subcellar | Grundfos
114 | Mechanical | ASG/AB1/M/FWFM/1 | Flush Water flow meter | A-Block Celler
115 | Mechanical | ASG/BB1/M/FWFM/2 | Flush Water flow meter | B-Block Celler
116 | Mechanical | ASG/CB1/M/FWFM/3 | Flush Water flow meter | C-Block Celler
117 | Mechanical | ASG/DB1/M/FWFM/4 | Flush Water flow meter | D-Block Celler
118 | Mechanical | ASG/EB1/M/FWFM/5 | Flush Water flow meter | E-Block Celler
119 | Mechanical | ASG/FB1/M/FWFM/6 | Flush Water flow meter | F-Block Celler
120 | Mechanical | ASG/GB1/M/FWFM/7 | Flush Water flow meter | G-Block Celler
121 | Mechanical | ASG/HB1/M/FWFM/8 | Flush Water flow meter | H-Block Celler
122 | Mechanical | ASG/IB1/M/FWFM/9 | Flush Water flow meter | I-Block Celler
123 | Electro Mechanical | ASG/STP-AB2/EM/PDP/1 | Ploy Dosing Pump | STP Room subcellar | Asia LMI
124 | Electro Mechanical | ASG/STP-AB2/EM/CF/1 | Centrifuge | STP Room subcellar | Hiller
125 | Electrical | ASG/WSP-AB2/E/PNL/1 | Electrical PCC Panel | WSP Pump room B2 | TEJHA FABRICATORS | Plot No:13,MIE, Hafeezpet,Miyapur, HYD | TEJHA FABRICATORS | Plot No:13,MIE, Hafeezpet,Miyapur, HYD
126 | Electro Mechanical | ASG/WSP-AB2/EM/FF/1 | Filter feed pump | Raw water tank-1 | Grundfos | 118,old Mahabalipuram Road, Thoraipakkam. | Revolve Engineers PVT LTD | Plot No.52, H.No.7-1-282/C/1/52/C,Linaiah Nagar, Balakampet,HYD-500018 INDIA
127 | Electro Mechanical | ASG/WSP/EM/FF/2 | Filter feed pump | Raw water tank-1 | Grundfos
128 | Electro Mechanical | ASG/WSP/EM/FF/3 | Filter feed pump | Raw water tank-2 | Grundfos
129 | Electro Mechanical | ASG/WSP/EM/FF/4 | Filter feed pump | Raw water tank-2 | Grundfos
130 | Mechanical | ASG/WSP-AB2/M/ACF/1 | Activated carbon filter | WSP Pump room B2
131 | Mechanical | ASG/WSP-AB2/M/SF/1 | Sand filter | WSP Pump room B2
132 | Electro Mechanical | ASG/WSP/EM/DWP/1 | De watering pump | WSP Pump room B2 | Grundfos | 118,old Mahabalipuram Road, Thoraipakkam.
133 | Electro Mechanical | ASG/WSP/EM/DWP/2 | De watering pump | WSP Pump room B2 | Grundfos
134 | Electro Mechanical | ASG/WSP/EM/STRP/1 | Stirrier pump | WSP Pump room B2
135 | Electro Mechanical | ASG/WSP-AB2/EM/CDP/1 | Chlorine dosing pump | WSP Pump room B2
136 | Electro Mechanical | ASG/WSP/EM/HNSD/1 | Hydro Pneumatic Domestic pump | WSP Pump room B2 | Grundfos
137 | Electro Mechanical | ASG/WSP/EM/HNSD/2 | Hydro Pneumatic Domestic pump | WSP Pump room B2 | Grundfos
138 | Electro Mechanical | ASG/WSP/EM/HNSD/3 | Hydro Pneumatic Domestic pump | WSP Pump room B2 | Grundfos
139 | Electro Mechanical | ASG/WSP/EM/HNSM/1 | Hydro Pneumatic Manjeera pump | WSP Pump room B2 | Grundfos
140 | Electro Mechanical | ASG/WSP/EM/HNSM/2 | Hydro Pneumatic Manjeera pump | WSP Pump room B2 | Grundfos
141 | Mechanical | ASG/B1/M/DWFM/9 | Domestic water meters | all blocks
142 | Mechanical | ASG/B1/M/MWFM/9 | Manjeera Water Meters | all blocks
143 | Electro Mechanical | ASG/FPH-AB2/EM/JP/1 | Jockey Pump | Fire pump house- A | Grundfos | 118,old Mahabalipuram Road, Thoraipakkam. | Revolve Engineers PVT LTD | Plot No.52, H.No.7-1-282/C/1/52/C,Linaiah Nagar, Balakampet,HYD-500018 INDIA
144 | Electro Mechanical | ASG/FPH-BB2/EM/JP/2 | Jockey Pump | Fire pump house- B | Grundfos
145 | Electro Mechanical | ASG/FPH-CB2/EM/JP/3 | Jockey Pump | Fire pump house- C | Grundfos
146 | Electro Mechanical | ASG/FPH-DB2/EM/JP/4 | Jockey Pump | Fire pump house- D | Grundfos
147 | Electro Mechanical | ASG/FPH-EB2/EM/JP/5 | Jockey Pump | Fire pump house- E | Grundfos
148 | Electro Mechanical | ASG/FPH-FB2/EM/JP/6 | Jockey Pump | Fire pump house- F | Grundfos
149 | Electro Mechanical | ASG/FPH-GB2/EM/JP/7 | Jockey Pump | Fire pump house- G | Grundfos
150 | Electro Mechanical | ASG/FPH-HB2/EM/JP/8 | Jockey Pump | Fire pump house- H | Grundfos
151 | Electro Mechanical | ASG/FPH-IB2/EM/JP/9 | Jockey Pump | Fire pump house- I | Grundfos
152 | Electro Mechanical | ASG/FPH-AB2/EM/MP/1 | Main Pump | Fire pump house- A | Grundfos
153 | Electro Mechanical | ASG/FPH-AB2/EM/SMP/2 | Main Pump | Fire pump house- A | Grundfos
154 | Electro Mechanical | ASG/FPH-BB2/EM/MP/3 | Main Pump | Fire pump house- B | Grundfos
155 | Electro Mechanical | ASG/FPH-CB2/EM/MP/4 | Main Pump | Fire pump house- C | Grundfos
156 | Electro Mechanical | ASG/FPH-DB2/EM/MP/5 | Main Pump | Fire pump house- D | Grundfos
157 | Electro Mechanical | ASG/FPH-EB2/EM/MP/6 | Main Pump | Fire pump house- E | Grundfos
158 | Electro Mechanical | ASG/FPH-FB2/EM/MP/7 | Main Pump | Fire pump house- F | Grundfos
159 | Electro Mechanical | ASG/FPH-GB2/EM/MP/8 | Main Pump | Fire pump house- G | Grundfos
160 | Electro Mechanical | ASG/FPH-HB2/EM/MP/9 | Main Pump | Fire pump house- H | Grundfos
161 | Electro Mechanical | ASG/FPH-IB2/EM/MP/10 | Main Pump | Fire pump house- I | Grundfos
162 | Mechanical | ASG/FPH-AB2/M/DGP/1 | Diesel driven pump | Fire pump house- A | Greaves cotton limited | Greaves cotton ltd, Diesel engine unit, Chinchwad, Pune-411019,India
163 | Mechanical | ASG/FPH-BB2/M/DGP/2 | Diesel driven pump | Fire pump house- B | Greaves cotton limited
164 | Mechanical | ASG/FPH-CB2/M/DGP/3 | Diesel driven pump | Fire pump house- C | Greaves cotton limited
165 | Mechanical | ASG/FPH-DB2/M/DGP/4 | Diesel driven pump | Fire pump house- D | Greaves cotton limited
166 | Mechanical | ASG/FPH-EB2/M/DGP/5 | Diesel driven pump | Fire pump house- E | Greaves cotton limited
167 | Mechanical | ASG/FPH-FB2/M/DGP/6 | Diesel driven pump | Fire pump house- F | Greaves cotton limited
168 | Mechanical | ASG/FPH-GB2/M/DGP/7 | Diesel driven pump | Fire pump house- G | Greaves cotton limited
169 | Mechanical | ASG/FPH-HB2/M/DGP/8 | Diesel driven pump | Fire pump house- H | Greaves cotton limited
170 | Mechanical | ASG/FPH-IB2/M/DGP/9 | Diesel driven pump | Fire pump house- I | Greaves cotton limited
171 | Electro Mechanical | ASG/A-B2/EM/SWP/2 | Storm water pump | A-Block B2 Dewatering sump | Grundfos | 118,old Mahabalipuram Road, Thoraipakkam. | Revolve Engineers PVT LTD | Plot No.52, H.No.7-1-282/C/1/52/C,Linaiah Nagar, Balakampet,HYD-500018 INDIA
172 | Electro Mechanical | ASG/C-B2/EM/SWP/3 | Storm water pump | C-Block B2 Dewatering sump
173 | Electro Mechanical | ASG/C-B2/EM/SWP/4 | Storm water pump | C-Block B2 Dewatering sump
174 | Electro Mechanical | ASG/E-B2/EM/SWP/5 | Storm water pump | E-Block B2 Dewatering sump
175 | Electro Mechanical | ASG/E-B2/EM/SWP/6 | Storm water pump | E-Block B2 Dewatering sump
176 | Electro Mechanical | ASG/I-B2/EM/SWP/7 | Storm water pump | I-Block B2 Dewatering sump
177 | Electro Mechanical | ASG/I-B2/EM/SWP/8 | Storm water pump | I-Block B2 Dewatering sump
178 | Electro Mechanical | ASG/B-B2/EM/OZP/1 | Oozing pump | B-Block sub cellar | Smart Sub Submersible |  | Revolve Engineers PVT LTD | Plot No.52, H.No.7-1-282/C/1/52/C,Linaiah Nagar, Balakampet,HYD-500018 INDIA
179 | Electro Mechanical | ASG/C-B2/EM/OZP/2 | Oozing pump | C-Block sub cellar | Smart Sub Submersible
180 | Electro Mechanical | ASG/D-B2/EM/OZP/3 | Oozing pump | D-Block sub cellar | Smart Sub Submersible
181 | Electro Mechanical | ASG/E-B2/EM/OZP/4 | Oozing pump | E-Block sub cellar | Smart Sub Submersible
182 | Electro Mechanical | ASG/F-B2/EM/OZP/5 | Oozing pump | F-Block sub cellar | Smart Sub Submersible
183 | Electro Mechanical | ASG/G-B2/EM/OZP/6 | Oozing pump | G-Block sub cellar | Smart Sub Submersible
184 | Electro Mechanical | ASG/H-B2/EM/OZP/7 | Oozing pump | H-Block sub cellar | Smart Sub Submersible
185 | Electro Mechanical | ASG/I-B2/EM/OZP/8 | Oozing pump | I-Block sub cellar | Smart Sub Submersible
186 | Electro Mechanical | ASG/RWS-CP/EM/RWP/1 | Rain water pump | Rain water sump c-block podium | Smart Sub Submersible
187 | Electro Mechanical | ASG/RWS-CP/EM/RWP/2 | Rain water pump | Rain water sump c-block podium | Smart Sub Submersible
188 | Electro Mechanical | ASG/RWS-CP/EM/RWP/3 | Rain water pump | Rain water sump c-block podium | Smart Sub Submersible
189 | Electro Mechanical | ASG/RWS-FB1/EM/RWP/4 | Rain water pump | Rain water sump F-block cellar | Smart Sub Submersible
190 | Electro Mechanical | ASG/RWS-FB1/EM/RWP/5 | Rain water pump | Rain water sump F-block cellar | Smart Sub Submersible
191 | Electro Mechanical | ASG/RWS-FB1/EM/RWP/6 | Rain water pump | Rain water sump F-block cellar | Smart Sub Submersible
192 | Electro Mechanical | ASG/SWP-CH/EM/FP/1 | Filteration Pump | Club house pump room | Astral Pool | Astral India pvt.ltd. No.44/25, Ranjith Road, Kotturpuram, chennai 600085, Tamilnadu, India | Clear Water pools pvt. Ltd. | Flat No.F4, Severa Residency, House No.8-3-167/9, Erragadda, Hyderabad-500018 india
193 | Electro Mechanical | ASG/SWP-CH/EM/FP/2 | Filteration Pump | Club house pump room
194 | Electro Mechanical | ASG/SWP-CH/EM/FP/3 | Filteration Pump | Club house pump room
195 | Electro Mechanical | ASG/SWP-CH/EM/FP/4 | Filteration Pump | Club house pump room
196 | Electro Mechanical | ASG/SWP-CH/EM/JZ/1 | Jaccozi | Club house pump room
197 | Electro Mechanical | ASG/SWP-CH/EM/JZ/2 | Jaccozi | Club house pump room
198 | Electro Mechanical | ASG/SWP-CH/EM/SP/1 | Spout pump | Club house pump room
199 | Electro Mechanical | ASG/SWP-CH/EM/TP/2 | Tortoise pump | Club house pump room
200 | Electro Mechanical | ASG/SWP-CH/EM/AB/1 | Air blower | Club house terrace
201 | Electro Mechanical | ASG/SWP-CH/EM/AB/2 | Air blower | Club house terrace
202 | Electro Mechanical | ASG/SWP-CH/EM/AB/3 | Air blower | Club house terrace
203 | Electro Mechanical | ASG/CF-B2/EM/FP/1 | Filteration Pump | Pump room basement-2
204 | Electro Mechanical | ASG/CF-B2/EM/FP/2 | Filteration Pump | Pump room basement-2
205 | Electro Mechanical | ASG/CF-B2/EM/MBP/1 | Mono block pump | Pump room basement-2
206 | Electro Mechanical | ASG/CF-B2/EM/MBP/2 | Mono block pump | Pump room basement-2
207 | Electro Mechanical | ASG/CF-P/EM/SUB/1 | Submercible pump | Central Fountain
208 | Electro Mechanical | ASG/CF-P/EM/SUB/2 | Submercible pump | Central Fountain
209 | Electro Mechanical | ASG/CF-P/EM/SUB/3 | Submercible pump | Central Fountain
210 | Electro Mechanical | ASG/MGP-B2/EM/FP/1 | Filteration Pump | Main gate Pump room I-block B2
211 | Electro Mechanical | ASG/MGP-B2/EM/FP/2 | Filteration Pump | Main gate Pump room I-block B3
212 | Electro Mechanical | ASG/WB-MGE/EM/SUB/1 | Submercible pump | Main gate water body
213 | Electro Mechanical | ASG/WB-MGE/EM/SUB/2 | Submercible pump | Main gate water body
214
215 | Electrical | ASG/BW/E/SF/1 | Solar Fenceing | Boundary Wall | V&S Technologies | V&S Technologies, #203, A-block aditya Elite, adj lane to keertilaal Jewelers,Hyd | V&S Technologies | V&S Technologies, #203, A-block aditya Elite, adj lane to keertilaal Jewelers,Hyd
216 | Electrical | ASG/BW/E/SF/2 | Solar Fenceing | Boundary Wall | V&S Technologies |  | V&S Technologies
217 | Electronic | ASG/MG-ENT/EC/BB/1 | Boom Barrier | Main Gate IN&OUT
218 | Electronic | ASG/MG-ENT/EC/BB/2 | Boom Barrier | Main Gate IN&OUT
219 | Electronic | ASG/MG-EXT/EC/BB/3 | Boom Barrier | Main Gate IN&OUT
220 | Electronic | ASG/MG-EXT/EC/BB/4 | Boom Barrier | Main Gate IN&OUT
221 | Electronic | ASG/ALL/SEC/CCTV/90 | CCTV | Over all site | CPPLUS | Hans Henny Jahnn Weg 9 D22085, Hamburg, Germany Tel:+49-40-22705114, Fax:+49-40-22705297 | Protocol India Pvt,Ltd., | #301, Plot No.1208,Spline Arcade,Ayyapa socitety,Madhapur,Hyd-500081
222 | Electronic | ASG/ALL/SEC/DVR/14 | DVR | Over all site | CPPLUS |  | Protocol India Pvt,Ltd.,
223 | Electronic | ASG/MG-SECR/SEC/TV/03 | TV | MG-Security room-1 | SUMSUNG |  | Protocol India Pvt,Ltd.,
224 | Electro Mechanical | ASG/A-B2/EM/AF/1 | Axial Ventilation Fan | A-block sub cellar | WITT INDIA | 7TH FLOOR, BLOCK A, Q-CITY, GACHIBOWLI, NANAKRAMGUDA, HYD-500046 | WITT INDIA | 7TH FLOOR, BLOCK A, Q-CITY, GACHIBOWLI, NANAKRAMGUDA, HYD-500046
225 | Electro Mechanical | ASG/A-B2/EM/AF/2 | Axial Ventilation Fan | A-block sub cellar
226 | Electro Mechanical | ASG/B-B2/EM/AF/3 | Axial Ventilation Fan | B-block sub cellar
227 | Electro Mechanical | ASG/B-B2/EM/AF/4 | Axial Ventilation Fan | B-block sub cellar
228 | Electro Mechanical | ASG/C-B2/EM/AF/5 | Axial Ventilation Fan | C-block sub cellar
229 | Electro Mechanical | ASG/C-B2/EM/AF/6 | Axial Ventilation Fan | C-block sub cellar
230 | Electro Mechanical | ASG/D-B2/EM/AF/7 | Axial Ventilation Fan | D-block sub cellar
231 | Electro Mechanical | ASG/D-B2/EM/AF/8 | Axial Ventilation Fan | D-block sub cellar
232 | Electro Mechanical | ASG/E-B2/EM/AF/9 | Axial Ventilation Fan | E-block sub cellar
233 | Electro Mechanical | ASG/E-B2/EM/AF/10 | Axial Ventilation Fan | E-block sub cellar
234 | Electro Mechanical | ASG/F-B2/EM/AF/11 | Axial Ventilation Fan | F-block sub cellar
235 | Electro Mechanical | ASG/F-B2/EM/AF/12 | Axial Ventilation Fan | F-block sub cellar
236 | Electro Mechanical | ASG/G-B2/EM/AF/13 | Axial Ventilation Fan | G-block sub cellar
237 | Electro Mechanical | ASG/G-B2/EM/AF/14 | Axial Ventilation Fan | G-block sub cellar
238 | Electro Mechanical | ASG/H-B2/EM/AF/15 | Axial Ventilation Fan | H-block sub cellar
239 | Electro Mechanical | ASG/H-B2/EM/AF/16 | Axial Ventilation Fan | H-block sub cellar
240 | Electro Mechanical | ASG/I-B2/EM/AF/17 | Axial Ventilation Fan | I-block sub cellar
241 | Electro Mechanical | ASG/I-B2/EM/AF/18 | Axial Ventilation Fan | I-block sub cellar

## Asset code key word
S.No | Asset Number* | Asset Name* | Key word
1 | ASG/MRE/E/5PNL/1 | 5 Panel | 5PNL
2 | ASG/HP/E/CTPT/1 | CTPT | CTPT
3 | ASG/HP/E/VCB/1 | VCB | VCB
4 | ASG/HP/E/4PNL/1 | 4 Panel SFU, 1 I/C & 3 O/G | 4PNL
5 | ASG/CP/E/TF/1 | Transformer | TF
6 | ASG/CP/E/ACB/1 | ACB | ACB
7 | ASG/CB1/E/MPCC/1 | MPCC | MPCC
8 | ASG/H-MPCC/E/APFCR/3 | APFCR | APFCR
9 | ASG/AB1/E/CSP/1 | Common supply panel | CSP
10 | ASG/MG/E/DB/29 | Distribution board | DB
11 | ASG/CP/EM/DG/1 | Genset | DG
12 | ASG/AP/E/SL/35 | Street Lights | SL
13 | ASG/A/EM/LP1/1 | Passenger Elevator | LP1
14 | ASG/I/EM/LS1/27 | Service Elevator | LS1
15 | ASG/STP-AB2/E/PNL/1 | Electrical Pannel | PNL
16 | ASG/STP-AB2/EM/RSP/1 | Raw sewage pump | RSP
17 | ASG/STP-AB2/EM/WFM/1 | Water flow meter | WFM
18 | ASG/STP-AB2/EM/STP/1 | Sludge Transfer Pumps | STP
19 | ASG/STP-AB2/EM/CFP/1 | Centrifuge feed pump | CFP
20 | ASG/STP-AB2/EM/AB/1 | Air blower | AB
21 | ASG/STP-AB2/EM/FFP/4 | Filter feed pump | FFP
22 | ASG/STP-AB2/EM/ACMP/1 | Air compresor | ACMP
23 | ASG/STP-AB2/M/ACF/1 | Activated carbon filter | ACF
24 | ASG/STP-AB2/M/SF/2 | Sand filter | SF
25 | ASG/STP-AB2/EM/CDP/1 | Chlorine dosing pump | CDP
26 | ASG/STP-AB2/E/HNP-PNL/1 | Hydro pneumatic Panel | HNP-PNL
27 | ASG/STP-AB2/E/VFD/1 | VFD | VFD
28 | ASG/IB1/M/FWFM/9 | Flush Water flow meter | FWFM
29 | ASG/STP-AB2/EM/PDP/1 | Ploy Dosing Pump | PDP
30 | ASG/STP-AB2/EM/CF/1 | Centrifuge | CF
31 | ASG/WSP-AB2/E/PNL/1 | Electrical Pannel | PNL
32 | ASG/WSP/EM/FF/4 | Filter feed pump | FFP
33 | ASG/WSP-AB2/M/ACF/1 | Activated carbon filter | ACF
34 | ASG/WSP-AB2/M/SF/1 | Sand filter | SF
35 | ASG/WSP-AB2/EM/CDP/1 | Chlorine dosing pump | CDP
36 | ASG/WSP/EM/HNP-D/1 | Hydro pneumatic domestic | HNP-D
37 | ASG/WSP/EM/HNP-M/1 | Hydro pneumatic manjeera
38 | ASG/AB1/M/DWFM/1 | Domestic water meters | DWFM
39 | ASG/IB1/M/MWFM/9 | Manjeera Water Meters | MWFM
40 | ASG/WSP/EM/DWP/2 | De watering pump | DWP
41 | ASG/WSP/EM/STRP/3 | Stirrier pump | STRP
42 | ASG/FPH-I/EM/JP/9 | Jockey Pump | JP
43 | ASG/FPH-A/EM/MP/1 | Main Pump | MP
44 | ASG/FPH-A/M/DGP/1 | Diesel driven pump | DGP
45 | ASG/MG/SEC/CCTV/1 | CCTV | CCTV
46 | ASG/A-B1/SEC/DVR/01 | DVR | DVR
47 | ASG/MG-SECR/SEC/TV/01 | TV | TV
48 | ASG/A-B2/EM/AF/1 | Axial Ventilation Fan | AF
49 | ASG/A-B2/EM/SWP/1 | Storm water pump | SWP
50 | ASG/B-B2/EM/OZP/1 | Oozing pump | OZP
51 | ASG/SWP-CH/EM/FP/1 | Filteration Pump | FP
52 | ASG/SWP-CH/EM/JZ/2 | Jaccozi | JZ
53 | ASG/SWP-CH/EM/SP/1 | Spout pump | SP
54 | ASG/SWP-CH/EM/TP/2 | Tortoise pump | TP
55 | ASG/SWP-CH/EM/AB/1 | Air blower | AB
56 | ASG/CF-B2/EM/FP/1 | Filteration Pump | FP
57 | ASG/CF-B2/EM/MBP/1 | Mono block pump | MBP
58 | ASG/CF-P/EM/SUB/1 | Submercible pump | SUB
59 | ASG/MGP-B2/EM/FP/2 | Filteration Pump | FP
60 | ASG/WB-MGE/EM/SUB/1 | Submercible pump | SUB
61 | ASG/RWS-CP/EM/RWP/1 | Rain water pump | RWP
62 | ASG/IRSB-B1/EM/OHTP/1 | OH tank pump | OHTP
63 | ASG/AB2/EM/JF/1 | Jet fan | JF
64 | ASG/A-B2/FS/CO2/1 | CO2 | C02
65 | ASG/A-B2/FS/H2O/1 | H2O | H20
66 | ASG/C-GAS BANK/FS/DCP/1 | DCP | DCP
67 | ASG/A-PD/FS/HP/1 | Hydrant Point | HP